## component_list
component
Underfloor Insulation
Underfloor Ductwork
Heating/Cooling Unit or HVAC
Wood Subfloor
Finished Floor Underlayment
Finished Floor
Bottom Cabinets
Top Cabinets
Counter Tops
Bathroom Bottom Cabinets
Water Heater
Wall Paint - Interior
Wall Paint - Exterior
Exterior Doors
Interior Doors
Sheetrock/drywall
Wall Insulation
Baseboard
Refrigerator
Dishwasher
Microwave
Clothes Washer
Clothes Dryer
Oven/stove
Range hood
Bottom Outlets
Top Outlets
Light Switches
Electrical Panel
Windows
Ceiling Paint
Ceiling
Ceiling Insulation
Roof Cover and underlayment combined
Roof Sheathing
Facade
Exterior Wall Sheathing

## RS_Means_BC_Cost_Data
component | type | product | functional_unit | unit_cost | total_cost | total_cost_inc_op | rs_means_category | Note
Underfloor Insulation | structure | Generic Blown Cellulose R-30 | ft2 | 0.73 | 1.37 | 1.67 | 07 21 26.10 Blown Insulation
Underfloor Insulation | structure | Generic Blown Cellulose R-38 | ft2 | 0.93 | 1.85 | 2.28 | 07 21 26.10 Blown Insulation
Underfloor Insulation | structure | Generic Blown Cellulose R-49 | ft2 | 1.15 | 2.22 | 2.74 | 07 21 26.10 Blown Insulation
Underfloor Insulation | structure | Generic Blown Cellulose R-60 | ft2 | 1.46 | 2.74 | 3.34 | 07 21 26.10 Blown Insulation
Underfloor Insulation | structure | Generic Fiberglass Batt R-30 | ft2 | 1.14 | 2.04 | 2.59 | 07 21 16.10 Blanket Insulation for Floors/Ceilings
Underfloor Insulation | structure | Generic Fiberglass Batt R-38 | ft2 | 1.44 | 2.39 | 2.99 | 07 21 16.10 Blanket Insulation for Floors/Ceilings
Underfloor Insulation | structure | Generic Fiberglass Batt R-49 | ft2 | 2.13 | 3.78 | 4.80 | 07 21 16.10 Blanket Insulation for Floors/Ceilings
Underfloor Insulation | structure | Generic Fiberglass Batt R-60 | ft2 | 2.28 | 4.08 | 5.18 | 07 21 16.10 Blanket Insulation for Floors/Ceilings
Underfloor Insulation | structure | Generic Blown Fiberglass R-30 | ft2 | 0.69 | 1.87 | 2.37 | 07 21 26.10 Blown Insulation
Underfloor Insulation | structure | Generic Blown Fiberglass R-38 | ft2 | 0.88 | 2.33 | 2.93 | 07 21 26.10 Blown Insulation
Underfloor Insulation | structure | Generic Blown Fiberglass R-49 | ft2 | 1.17 | 2.97 | 3.74 | 07 21 26.10 Blown Insulation
Underfloor Insulation | structure | Generic Blown Fiberglass R-60 | ft2 | 1.38 | 3.74 | 4.74 | 07 21 26.10 Blown Insulation
Underfloor Insulation | structure | Polystyrene Foam Board R-4 | ft2 | 0.28 | 0.94 | 1.30 | 07 21 13.13 Foam Board Insulation
Underfloor Insulation | structure | Polystyrene Foam Board R-8 | ft2 | 0.56 | 1.23 | 1.61 | 07 21 13.13 Foam Board Insulation
Underfloor Insulation | structure | Polyurethane Foam Board R-13.1 | ft2 | 1.11 | 1.73 | 2.14 | 07 21 13.10 Rigid Insulation
Underfloor Ductwork | structure | Steel rectangular duct, 28 Gauge, 10x8" | ft | 1.74 | 17.45 | 25.61 | 23 31 13.13 Rectangular Metal Ducts | 2.64 lb/ft (https://www.eccomfg.com/wp-content/uploads/2021/05/A1-Galvanized-Duct-and-Accessories-W-4c-Final.pdf)
Underfloor Ductwork | structure | Steel rectangular duct, 28 Gauge, 16x8" | ft | 2.11 | 21.09 | 30.94 | 23 31 13.13 Rectangular Metal Ducts | 3.19 lb/ft (https://www.eccomfg.com/wp-content/uploads/2021/05/A1-Galvanized-Duct-and-Accessories-W-4c-Final.pdf)
Underfloor Ductwork | structure | Steel rectangular duct, 28 Gauge, 20x8" | ft | 2.43 | 24.32 | 35.70 | 23 31 13.13 Rectangular Metal Ducts | 3.68 lb/ft (https://www.eccomfg.com/wp-content/uploads/2021/05/A1-Galvanized-Duct-and-Accessories-W-4c-Final.pdf)
Underfloor Ductwork | structure | Aluminum round duct, 10 Guage, 4" OD | ft | 3.06 | 26.99 | 39.00 | 23 31 13.13 Rectangular Metal Ducts | 1.5 lb/ft (https://www.albinaco.com/pdfs/Aluminum-Shapes.pdf)
Underfloor Ductwork | structure | Aluminum round duct, 10 Guage, 6" OD | ft | 3.47 | 30.58 | 44.20 | 23 31 13.13 Rectangular Metal Ducts | 1.7 lb/ft (https://www.albinaco.com/pdfs/Aluminum-Shapes.pdf)
Underfloor Ductwork | structure | Aluminum round duct, 10 Guage, 6" OD | ft | 4.69 | 41.38 | 59.80 | 23 31 13.13 Rectangular Metal Ducts | 2.3 lb/ft (https://www.albinaco.com/pdfs/Aluminum-Shapes.pdf)
Heating/Cooling Unit or HVAC | structure | Air source heat pump, 5 ton cooling, 27 MBH | ea | 2500.00 | 4525.00 | 5775.00 | 23 81 43.10 Air-source heat pumps
Heating/Cooling Unit or HVAC | structure | Air source heat pump, 7.5 ton cooling, 33 MBH | ea | 3725.00 | 5975.00 | 7450.00 | 23 81 43.10 Air-source heat pumps
Heating/Cooling Unit or HVAC | structure | Air source heat pump, 10 ton cooling, 50 MBH | ea | 6150.00 | 8625.00 | 10500.00 | 23 81 43.10 Air-source heat pumps
Heating/Cooling Unit or HVAC | structure | Air source heat pump, 15 ton cooling, 64 MBH | ea | 10700.00 | 13850.00 | 16500.00 | 23 81 43.10 Air-source heat pumps
Heating/Cooling Unit or HVAC | structure | Gas-fired furnace, 45MBH | ea | 715.00 | 958.00 | 1150.00 | 23 54 16.13 gas-fired furnaces
Heating/Cooling Unit or HVAC | structure | Gas-fired furnace, 60MBH | ea | 645.00 | 901.00 | 1100.00 | 23 54 16.13 gas-fired furnaces
Heating/Cooling Unit or HVAC | structure | Gas-fired furnace, 75MBH | ea | 880.00 | 1150.00 | 1375.00 | 23 54 16.13 gas-fired furnaces
Heating/Cooling Unit or HVAC | structure | Gas-fired furnace, 100MBH | ea | 840.00 | 1145.00 | 1375.00 | 23 54 16.13 gas-fired furnaces
Heating/Cooling Unit or HVAC | structure | Electric furnace - 10.2MBH | ea | 345.00 | 626.00 | 800.00 | 23 54 13.10 electric furnaces
Heating/Cooling Unit or HVAC | structure | Electric furnace - 17.1MBH | ea | 420.00 | 689.00 | 870.00 | 23 54 13.10 electric furnaces
Heating/Cooling Unit or HVAC | structure | Electric furnace - 34.1MBH | ea | 530.00 | 811.00 | 1000.00 | 23 54 13.10 electric furnaces
Heating/Cooling Unit or HVAC | structure | Oil-fired furnace - 56MBH | ea | 3375.00 | 3645.00 | 4125.00 | 23 54 16.16 oil-fired furnaces
Heating/Cooling Unit or HVAC | structure | Oil-fired furnace - 84MBH | ea | 3575.00 | 3853.00 | 4350.00 | 23 54 16.16 oil-fired furnaces
Heating/Cooling Unit or HVAC | structure | Oil-fired furnace - 95MBH | ea | 3600.00 | 3886.00 | 4375.00 | 23 54 16.16 oil-fired furnaces
Heating/Cooling Unit or HVAC | structure | Oil-fired furnace - 134MBH | ea | 3500.00 | 3805.00 | 4300.00 | 23 54 16.16 oil-fired furnaces
Wood Subfloor | structure | Plywood, CDX 1/2", Pneumatic nailed | ft2 | 0.76 | 1.24 | 1.56 | 06 16 23.10 Subfloor
Wood Subfloor | structure | Plywood, CDX 5/8", Pneumatic nailed | ft2 | 0.82 | 1.36 | 1.70 | 06 16 23.10 Subfloor
Wood Subfloor | structure | Plywood, CDX 3/4", Pneumatic nailed | ft2 | 0.94 | 1.52 | 1.91 | 06 16 23.10 Subfloor
Finished Floor Underlayment | structure | Plywood, underlayment grade 1/4", Pneumatic nailed | ft2 | 1.85 | 2.33 | 2.76 | 06 16 26.10 Wood Product Underlayment
Finished Floor Underlayment | structure | Plywood, underlayment grade 3/8", Pneumatic nailed | ft2 | 2.06 | 2.54 | 2.99 | 06 16 26.10 Wood Product Underlayment
Finished Floor Underlayment | structure | Plywood, underlayment grade 1/2", Pneumatic nailed | ft2 | 2.75 | 3.25 | 3.78 | 06 16 26.10 Wood Product Underlayment
Finished Floor Underlayment | structure | Plywood, underlayment grade 5/8", Pneumatic nailed | ft2 | 2.81 | 3.33 | 3.86 | 06 16 26.10 Wood Product Underlayment
Finished Floor Underlayment | structure | Plywood, underlayment grade 3/4", Pneumatic nailed | ft2 | 3.08 | 3.64 | 4.22 | 06 16 26.10 Wood Product Underlayment
Finished Floor Underlayment | structure | Particle board, 3/8", Pneumatic nailed | ft2 | 0.58 | 1.06 | 1.36 | 06 16 26.10 Wood Product Underlayment
Finished Floor Underlayment | structure | Particle board, 1/2", Pneumatic nailed | ft2 | 1.00 | 1.5 | 1.85 | 06 16 26.10 Wood Product Underlayment
Finished Floor Underlayment | structure | Particle board, 5/8", Pneumatic nailed | ft2 | 1.03 | 1.55 | 1.90 | 06 16 26.10 Wood Product Underlayment
Finished Floor Underlayment | structure | Particle board, 3/4", Pneumatic nailed | ft2 | 1.06 | 1.62 | 2.00 | 06 16 26.10 Wood Product Underlayment
Finished Floor Underlayment | structure | Hardboard, underlayment grade, .215" | ft2 | 0.87 | 1.47 | 1.85 | 06 16 26.10 Wood Product Underlayment
Finished Floor | structure | Natural Finish, 1" fir | ft2 | 4.14 | 7.74 | 9.90 | 09 64 16.10 End Grain Block Flooring
Finished Floor | structure | Natural Finish, 1.5" pine | ft2 | 4.06 | 7.66 | 9.80 | 09 64 16.10 End Grain Block Flooring
Finished Floor | structure | Natural Finish, 2" pine | ft2 | 4.70 | 8.3 | 10.50 | 09 64 16.10 End Grain Block Flooring
Finished Floor | structure | Fir, vertical grain, grade B & better | ft2 | 5.30 | 7.07 | 8.50 | 09 64 29.10 Wood Strip and Plank Flooring
Finished Floor | structure | Maple, strip, select | ft2 | 5.35 | 8 | 9.80 | 09 64 29.10 Wood Strip and Plank Flooring
Finished Floor | structure | Oak, white or red, #1 common | ft2 | 4.16 | 6.81 | 8.50 | 09 64 29.10 Wood Strip and Plank Flooring
Finished Floor | structure | Portlnd Cement Terrazzo, floor, bonded to concrete | ft2 | 4.09 | 17.73 | 23.50 | 09 66 13.10 Portland Cement Terrazzo
Finished Floor | structure | Monolithic terrazzo, 1/2" thick, 10' panels | ft2 | 3.62 | 11.84 | 15.30 | 09 66 13.10 Portland Cement Terrazzo
Finished Floor | structure | Unglazed ceramic tiles | ft2 | 2.53 | 6.79 | 9.05 | 09 31 13.10 Thin-Set Ceramic Tile
Finished Floor | structure | Marble, thin gauge tile, 3/8", white carara | ft2 | 7.65 | 20.45 | 27.00 | 09 63 40.10 Marble
Finished Floor | structure | Marble, 3/8", thin set, floors | ft2 | 0.81 | 13.61 | 21.10 | 09 63 40.10 Marble
Finished Floor | structure | Cork tile, standard finish, 1/8" | ft2 | 3.51 | 4.86 | 5.85 | 09 62 29.10 Cork Tile Flooring
Finished Floor | structure | Cork tile, standard finish, 3/16" | ft2 | 5.10 | 6.45 | 7.55 | 09 62 29.10 Cork Tile Flooring
Finished Floor | structure | Cork tile, standard finish, 5/16" | ft2 | 4.49 | 5.84 | 6.90 | 09 62 29.10 Cork Tile Flooring
Finished Floor | structure | Cork tile, standard finish, 1/2" | ft2 | 4.12 | 5.47 | 6.50 | 09 62 29.10 Cork Tile Flooring
Finished Floor | structure | Floating floor, laminate, wood pattern strip, complete | ft2 | 5.45 | 8.19 | 10.10 | 09 62 19.10 Floating Floor
Finished Floor | structure | Linoleum, sheet goods | ft2 | 3.92 | 5.1 | 6.05 | 09 65 16.10 Rubber and Vinyl Sheet Flooring
Finished Floor | structure | Rubber, sheet goods, 1/8" | ft2 | 1.32 | 4.86 | 6.65 | 09 65 16.10 Rubber and Vinyl Sheet Flooring
Finished Floor | structure | Rubber, sheet goods, 3/16" | ft2 | 9.15 | 13.4 | 16.30 | 09 65 16.10 Rubber and Vinyl Sheet Flooring
Finished Floor | structure | Rubber, sheet goods, 1/4" | ft2 | 1.83 | 6.55 | 8.90 | 09 65 16.10 Rubber and Vinyl Sheet Flooring
Finished Floor | structure | Vinyl tile, 3/32" | ft2 | 1.36 | 2.21 | 2.74 | 09 65 19.23 Vinyl Tile Flooring
Finished Floor | structure | Vinyl tile, 1/8" | ft2 | 1.17 | 0.85 | 2.02 | 09 65 19.23 Vinyl Tile Flooring
Finished Floor | structure | Nylon, level loop, 26 oz | ft2 | 1.77 | 2.39 | 2.89 | 09 68 16.10 Sheet Carpet
Finished Floor | structure | Nylon, level loop, 28 oz | ft2 | 3.56 | 4.18 | 4.89 | 09 68 16.10 Sheet Carpet
Finished Floor | structure | Nylon, level loop, 32 oz | ft2 | 4.61 | 5.24 | 6.00 | 09 68 16.10 Sheet Carpet
Finished Floor | structure | Wool, level loop, 40 oz | ft2 | 13.00 | 13.67 | 15.33 | 09 68 16.10 Sheet Carpet
Finished Floor | structure | Wool, level loop, 50 oz | ft2 | 12.11 | 12.78 | 14.33 | 09 68 16.10 Sheet Carpet
Finished Floor | structure | Wool, patterned, 32 oz | ft2 | 11.06 | 11.73 | 13.11 | 09 68 16.10 Sheet Carpet
Finished Floor | structure | Olefin, 24 oz | ft2 | 1.28 | 1.91 | 2.33 | 09 68 16.10 Sheet Carpet
Finished Floor | structure | Olefin, 26 oz | ft2 | 1.43 | 2.06 | 2.50 | 09 68 16.10 Sheet Carpet
Finished Floor | structure | Olefin, 28 oz | ft2 | 2.78 | 3.41 | 4.00 | 09 68 16.10 Sheet Carpet
Bottom Cabinets | structure | Economy Kitchen, 6 L.F. - Rule of thumb kitchen cabinets, min | ea | 1248.00 | 1428.00 | 1644.00 | 12 32 23.10 Manufactured Wood Casework, Stock Units
Bottom Cabinets | structure | Economy Kitchen, 6 L.F. - Rule of thumb kitchen cabinets, max | ea | 2760.00 | 2976.00 | 3390.00 | 12 32 23.10 Manufactured Wood Casework, Stock Units
Bottom Cabinets | structure | Average Kitchen, 14 L.F. - Rule of thumb kitchen cabinets, min | ea | 2912.00 | 3332.00 | 3836.00 | 12 32 23.10 Manufactured Wood Casework, Stock Units
Bottom Cabinets | structure | Average Kitchen, 14 L.F. - Rule of thumb kitchen cabinets, max | ea | 6440.00 | 6944.00 | 7910.00 | 12 32 23.10 Manufactured Wood Casework, Stock Units
Bottom Cabinets | structure | Luxury Kitchen, 25 L.F. - Rule of thumb kitchen cabinets, min | ea | 5200.00 | 5950.00 | 6850.00 | 12 32 23.10 Manufactured Wood Casework, Stock Units
Bottom Cabinets | structure | Luxury Kitchen, 25 L.F. - Rule of thumb kitchen cabinets, max | ea | 11500.00 | 12400.00 | 14125.00 | 12 32 23.10 Manufactured Wood Casework, Stock Units
Top Cabinets | structure | Economy Kitchen, 6 L.F. - Rule of thumb kitchen cabinets, min | ea | 1248.00 | 1428.00 | 1644.00 | 12 32 23.10 Manufactured Wood Casework, Stock Units
Top Cabinets | structure | Economy Kitchen, 6 L.F. - Rule of thumb kitchen cabinets, max | ea | 2760.00 | 2976.00 | 3390.00 | 12 32 23.10 Manufactured Wood Casework, Stock Units
Top Cabinets | structure | Average Kitchen, 14 L.F. - Rule of thumb kitchen cabinets, min | ea | 2912.00 | 3332.00 | 3836.00 | 12 32 23.10 Manufactured Wood Casework, Stock Units
Top Cabinets | structure | Average Kitchen, 14 L.F. - Rule of thumb kitchen cabinets, max | ea | 6440.00 | 6944.00 | 7910.00 | 12 32 23.10 Manufactured Wood Casework, Stock Units
Top Cabinets | structure | Luxury Kitchen, 25 L.F. - Rule of thumb kitchen cabinets, min | ea | 5200.00 | 5950.00 | 6850.00 | 12 32 23.10 Manufactured Wood Casework, Stock Units
Top Cabinets | structure | Luxury Kitchen, 25 L.F. - Rule of thumb kitchen cabinets, max | ea | 11500.00 | 12400.00 | 14125.00 | 12 32 23.10 Manufactured Wood Casework, Stock Units
Counter Tops | structure | Economy Kitchen, 6 L.F. - Stock 24" wide w/ backsplash, min | ea | 105.90 | 195.90 | 252.00 | 12 36 23.13 Plastic Laminate-Clad Countertops
Counter Tops | structure | Economy Kitchen, 6 L.F. - Stock 24" wide w/ backsplash, max | ea | 255.00 | 363.00 | 444.00 | 12 36 23.13 Plastic Laminate-Clad Countertops
Counter Tops | structure | Average Kitchen, 14 L.F. - Stock 24" wide w/ backsplash, min | ea | 247.10 | 457.10 | 588.00 | 12 36 23.13 Plastic Laminate-Clad Countertops
Counter Tops | structure | Average Kitchen, 14 L.F. - Stock 24" wide w/ backsplash, max | ea | 595.00 | 847.00 | 1036.00 | 12 36 23.13 Plastic Laminate-Clad Countertops
Counter Tops | structure | Luxury Kitchen, 25 L.F. - Stock 24" wide w/ backsplash, min | ea | 441.25 | 816.25 | 1050.00 | 12 36 23.13 Plastic Laminate-Clad Countertops
Counter Tops | structure | Luxury Kitchen, 25 L.F. - Stock 24" wide w/ backsplash, max | ea | 1062.50 | 1512.50 | 1850.00 | 12 36 23.13 Plastic Laminate-Clad Countertops
Bathroom Bottom Cabinets | structure | Vanity bases, 2 doors, 30" high 21" deep, 24" wide | ea | 455.00 | 500.00 | 565.00 | 12 32 23.30 Manufactured Wood Casework Vanities
Bathroom Bottom Cabinets | structure | Vanity bases, 2 doors, 30" high 21" deep, 30" wide | ea | 480.00 | 536.50 | 610.00 | 12 32 23.30 Manufactured Wood Casework Vanities
Bathroom Bottom Cabinets | structure | Vanity bases, 2 doors, 30" high 21" deep, 36" wide | ea | 405.00 | 472.50 | 545.00 | 12 32 23.30 Manufactured Wood Casework Vanities
Bathroom Bottom Cabinets | structure | Vanity bases, 2 doors, 30" high 21" deep, 48" wide | ea | 530.00 | 609.00 | 695.00 | 12 32 23.30 Manufactured Wood Casework Vanities
Bathroom Top Cabinets | structure | Medicine Cabinet, sst frame | ea | 226.00 | 258.00 | 297.00 | 10 28 16.20 Medicine Cabinets
Bathroom Top Cabinets | structure | Medicine Cabinet, wood frame | ea | 149.00 | 181.00 | 212.00 | 10 28 16.20 Medicine Cabinets
Bathroom Top Cabinets | structure | Medicine Cabinet, Sliding mirror doors, 20" | ea | 145.00 | 209.50 | 256.00 | 10 28 16.20 Medicine Cabinets
Bathroom Top Cabinets | structure | Medicine Cabinet, Sliding mirror doors, 24", lighted | ea | 167.00 | 257.00 | 320.00 | 10 28 16.20 Medicine Cabinets
Water Heater | structure | Electric water heater, glass lined, 30 gallon, minimum | ea | 720.00 | 938.00 | 1125.00 | 11 30 15.23 Water Heaters
Water Heater | structure | Electric water heater, glass lined, 30 gallon, maximum | ea | 1000.00 | 1365.00 | 1650.00 | 11 30 15.23 Water Heaters
Water Heater | structure | Electric water heater, glass lined, 80 gallon, minimum | ea | 2000.00 | 2545.00 | 3000.00 | 11 30 15.23 Water Heaters
Water Heater | structure | Electric water heater, glass lined, 80 gallon, maximum | ea | 2775.00 | 3875.00 | 4675.00 | 11 30 15.23 Water Heaters
Water Heater | structure | Gas water heater, glass lined, 30 gallon, minimum | ea | 1825.00 | 2048.00 | 2325.00 | 11 30 15.23 Water Heaters
Water Heater | structure | Gas water heater, glass lined, 30 gallon, maximum | ea | 2525.00 | 2895.00 | 3325.00 | 11 30 15.23 Water Heaters
Water Heater | structure | Gas water heater, glass lined, 50 gallon, minimum | ea | 710.00 | 1155.00 | 1450.00 | 11 30 15.23 Water Heaters
Water Heater | structure | Gas water heater, glass lined, 50 gallon, maximum | ea | 985.00 | 1730.00 | 2175.00 | 11 30 15.23 Water Heaters
Wall Paint - Interior | structure | latex interior paint + primer | ft2 | 0.36 | 0.48 | 1.11 | 09 91 23.72.0840 Painting Walls and Ceilings, Interior - Paint 2 coats, smooth finish, roller
Wall Paint - Exterior | structure | latex exterior paint + primer | ft2 | 0.42 | 1.20 | 1.62 | 09 91 13.62.140 Exterior Painting, Siding, Misc. - Primer & 2 coats exterior latex
Exterior Doors | structure | Aluminum entrance door | ea | 1125.00 | 1620.00 | 1975.00 | 08 11 16.10 Aluminum Entrance Doors
Exterior Doors | structure | wood exterior door, combo storm & screen | ea | 325.00 | 415.00 | 495.00 | 08 14 33.20 Wood Doors Residential
Exterior Doors | structure | wood exterior door, entrance door, colonial | ea | 630.00 | 686.50 | 780.00 | 08 14 33.20 Wood Doors Residential
Exterior Doors | structure | wood exterior door, Dutch door, pine | ea | 1175.00 | 1250.00 | 1375.00 | 08 14 33.20 Wood Doors Residential
Exterior Doors | structure | fiberglass exterior door | ea | 281.00 | 341.00 | 400.00 | 08 16 13.10 Entrance Doors, Fibrous Glass
Exterior Doors | structure | fiberglass exterior door | ea | 485.00 | 545.00 | 625.00 | 08 16 13.10 Entrance Doors, Fibrous Glass
Exterior Doors | structure | steel exterior door, embossed full panel | ea | 480.00 | 533.00 | 610.00 | 08 13 13.20 Residential Steel Doors
Exterior Doors | structure | steel exterior door, flush face, full panel | ea | 475.00 | 531.50 | 605.00 | 08 13 13.20 Residential Steel Doors
Interior Doors | structure | Passage door, hardboard, hollow core | ea | 43.00 | 93.00 | 122.00 | 08 14 33.20 Wood Doors Residential
Interior Doors | structure | Passage door, Lauan, hollow core | ea | 85.00 | 135.00 | 168.00 | 08 14 33.20 Wood Doors Residential
Interior Doors | structure | Passage door, Pine paneled | ea | 222.00 | 269.50 | 315.00 | 08 14 33.20 Wood Doors Residential
Sheetrock/drywall | structure | Gypsum Board, standard, 3/8" | ft2 | 0.25 | 0.70 | 0.95 | 09 29 10.30 Gypsum Board
Sheetrock/drywall | structure | Gypsum Board, standard, 1/2" | ft2 | 0.25 | 0.70 | 0.95 | 09 29 10.30 Gypsum Board
Sheetrock/drywall | structure | Gypsum Board, standard, 5/8" | ft2 | 0.26 | 0.71 | 0.96 | 09 29 10.30 Gypsum Board
Sheetrock/drywall | structure | Gypsum Board, fire resistant, 1/2" | ft2 | 0.46 | 0.91 | 1.18 | 09 29 10.30 Gypsum Board
Sheetrock/drywall | structure | Gypsum Board, fire resistant, 5/8" | ft2 | 0.34 | 0.79 | 1.04 | 09 29 10.30 Gypsum Board
Sheetrock/drywall | structure | Gypsum Board, water resistant, 1/2" | ft2 | 0.33 | 0.78 | 1.03 | 09 29 10.30 Gypsum Board
Sheetrock/drywall | structure | Gypsum Board, water resistant, 5/8" | ft2 | 0.43 | 0.88 | 1.14 | 09 29 10.30 Gypsum Board
Wall Insulation | structure | Generic Blown Cellulose R-13 | ft2 | 0.29 | 0.62 | 0.77 | 07 21 26.10 Blown Insulation
Wall Insulation | structure | Generic Blown Cellulose R-19 | ft2 | 0.42 | 0.85 | 1.07 | 07 21 26.10 Blown Insulation
Wall Insulation | structure | Generic Fiberglass Roll R-13 | ft2 | 0.60 | 0.93 | 1.16 | 07 21 16.20 Blanket Insulation for Walls
Wall Insulation | structure | Generic Fiberglass Roll R-19 | ft2 | 0.86 | 1.19 | 1.45 | 07 21 16.20 Blanket Insulation for Walls
Wall Insulation | structure | Rigid Fiberglass 1.5#/CF R-12.4 | ft2 | 0.75 | 1.31 | 1.67 | 07 21 13.10 Rigid Insulation
Wall Insulation | structure | Rigid Fiberglass 3#/CF R-13 | ft2 | 2.08 | 2.64 | 3.13 | 07 21 13.10 Rigid Insulation
Wall Insulation | structure | Average Blown Mineral Wool R-13 | ft2 | 0.22 | 0.97 | 1.36 | 07 21 23.10 Poured Loose-Fill Insulation
Wall Insulation | structure | Average Blown Mineral Wool R-19 | ft2 | 0.34 | 1.47 | 2.05 | 07 21 23.10 Poured Loose-Fill Insulation
Baseboard | structure | Base Molding, Classic profile, 5/8" x5.5" | ft | 1.71 | 3.51 | 4.56 | 06 22 13.15 Moldings, Base
Baseboard | structure | Base Molding, Classic profile, 5/8" x5.5", Maple | ft | 3.98 | 6.03 | 7.45 | 06 22 13.15 Moldings, Base
Baseboard | structure | Base Molding, Modern profile, 5/8" x3.5" | ft | 1.02 | 2.82 | 3.81 | 06 22 13.15 Moldings, Base
Baseboard | structure | Base Molding, Modern profile, 5/8" x3.5", Maple | ft | 2.80 | 4.85 | 6.15 | 06 22 13.15 Moldings, Base
Refrigerator | structure | Refrigerator, 10-12 CF, minimum | ea | 560.00 | 633.00 | 730.00 | 11 30 13.16 Refrigeration Equipment
Refrigerator | structure | Refrigerator, 10-12 CF, maximum | ea | 500.00 | 622.00 | 730.00 | 11 30 13.16 Refrigeration Equipment
Refrigerator | structure | Refrigerator, 14-20 CF, minimum | ea | 680.00 | 761.00 | 865.00 | 11 30 13.16 Refrigeration Equipment
Refrigerator | structure | Refrigerator, 14-20 CF, minimum | ea | 670.00 | 852.00 | 1000.00 | 11 30 13.16 Refrigeration Equipment
Refrigerator | structure | Refrigerator, 21-29 CF, minimum | ea | 1600.00 | 1704.00 | 1900.00 | 11 30 13.16 Refrigeration Equipment
Refrigerator | structure | Refrigerator, 21-29 CF, maximum | ea | 2000.00 | 2243.00 | 2550.00 | 11 30 13.16 Refrigeration Equipment
Dishwasher | structure | Dishwasher, 4+ cycles, minimum | ea | 630 | 902 | 1100 | 11 30 13.17 Kitchen Cleaning Equipment
Dishwasher | structure | Dishwasher, 4+ cycles, average | ea | 835 | 1107 | 1325 | 11 30 13.17 Kitchen Cleaning Equipment
Dishwasher | structure | Dishwasher, 4+ cycles, maximum | ea | 950 | 1495 | 1850 | 11 30 13.17 Kitchen Cleaning Equipment
Microwave | structure | Microwave, minimum | ea | 119.00 | 251.00 | 330.00 | 11 30 13.15 Cooking Equipment
Microwave | structure | Microwave, maximum | ea | 320.00 | 585.00 | 745.00 | 11 30 13.15 Cooking Equipment
Clothes Washer | structure | Washer, minimum | ea | 700.00 | 886.00 | 1050.00 | 11 30 13.24 Washers
Clothes Washer | structure | Washer, maximum | ea | 950.00 | 1510.00 | 1875.00 | 11 30 13.24 Washers
Clothes Dryer | structure | Electric dryer, minimum | ea | 700.00 | 966.00 | 1175.00 | 11 30 13.25 Dryers
Clothes Dryer | structure | Electric dryer, maximum | ea | 900.00 | 1300.00 | 1575.00 | 11 30 13.25 Dryers
Clothes Dryer | structure | Gas dryer, average | ea | 970.00 | 1156.00 | 1350.00 | 11 30 13.25 Dryers
Oven/stove | structure | Cooking range, 30" free standing, 1 oven, minimum | ea | 630.00 | 703.00 | 800.00 | 11 30 13.15 Cooking Equipment
Oven/stove | structure | Cooking range, 30" free standing, 1 oven, maximum | ea | 900.00 | 1082.00 | 1250.00 | 11 30 13.15 Cooking Equipment
Oven/stove | structure | Cooking range, free standing, 21" wide, minimum | ea | 1200.00 | 1288.50 | 1450.00 | 11 30 13.15 Cooking Equipment
Oven/stove | structure | Cooking range, free standing, 21" wide, maximum | ea | 1900.00 | 2350.00 | 2775.00 | 11 30 13.15 Cooking Equipment
Range hood | structure | Range hood, 2 speed, vented, 30" wide, minimum | ea | 116.00 | 313.00 | 420.00 | 11 30 13.19 Kitchen Ventilation Equipment
Range hood | structure | Range hood, 2 speed, vented, 30" wide, maximum | ea | 835.00 | 1165.00 | 1400.00 | 11 30 13.19 Kitchen Ventilation Equipment
Bottom Outlets | structure | 15 amp duplex outlet, with 12/2 NM cable | ea | 9.75 | 52.75 | 74.50 | 26 05 90.10 Residential Wiring
Bottom Outlets | structure | 20 amp duplex outlet, with 12/2 NM cable | ea | 21.50 | 64.50 | 87.50 | 26 05 90.10 Residential Wiring
Top Outlets | structure | 15 amp duplex outlet, with 12/2 NM cable | ea | 9.75 | 52.75 | 74.50 | 26 05 90.10 Residential Wiring
Top Outlets | structure | 20 amp duplex outlet, with 12/2 NM cable | ea | 21.50 | 64.50 | 87.50 | 26 05 90.10 Residential Wiring
Light Switches | structure | single pole, 15 amp, with Romex cable | ea | 7.85 | 38.85 | 54.50 | 26 05 90.10 Residential Wiring
Light Switches | structure | 3-way, #14/3, type NM cable | ea | 9.95 | 46.45 | 65.00 | 26 05 90.10 Residential Wiring
Wiring | structure | 12/2 solid Romex | ea | 0.00 | 0.00 | 0.00 | 26 05 90.10 Residential Wiring | Included with switches and outlets
Electrical Panel | structure | 1-pole circuit breakers, 100 amp, 10 breakers, with pvc conduit and wire | ea | 460.00 | 1035.00 | 1350.00 | 26 05 90.10 Residential Wiring
Electrical Panel | structure | 1-pole circuit breakers, 150 amp, 14 breakers, with pvc conduit and wire | ea | 660.00 | 1305.00 | 1675.00 | 26 05 90.10 Residential Wiring
Electrical Panel | structure | 1-pole circuit breakers, 200 amp, 18 breakers, with pvc conduit and wire | ea | 1350.00 | 2075.00 | 2550.00 | 26 05 90.10 Residential Wiring
Windows | structure | Aluminum window, stock unit, casement, 3'-1"x3'-2" | ea | 730.00 | 829.00 | 955.00 | 08 51 13.20 Aluminum Windows
Windows | structure | Aluminum window, single hung, 2'x3' | ea | 223.00 | 322.00 | 400.00 | 08 51 13.20 Aluminum Windows
Windows | structure | Double hung, 2'x3', low E insul. Glass | ea | 152.00 | 197.00 | 234.00 | 08 52 10.50 Double-Hung
Windows | structure | Double hung 3'x4', double insulated glass | ea | 291.00 | 341.00 | 395.00 | 08 52 10.50 Double-Hung
Ceiling Paint | structure | latex interior paint + primer | ft2 | 0.28 | 0.35 | 0.49 | 09 91 23.72 Painting Walls and Ceilings, Interior
Ceiling | structure | Gypsum Board, standard, 3/8" | ft2 | 0.25 | 0.75 | 1.02 | 09 29 10.30 Gypsum Board
Ceiling | structure | Gypsum Board, standard, 1/2" | ft2 | 0.25 | 0.75 | 1.02 | 09 29 10.30 Gypsum Board
Ceiling | structure | Gypsum Board, standard, 5/8" | ft2 | 0.26 | 0.50 | 1.03 | 09 29 10.30 Gypsum Board
Ceiling | structure | Gypsum Board, fire resistant, 1/2" | ft2 | 0.46 | 0.96 | 1.25 | 09 29 10.30 Gypsum Board
Ceiling | structure | Gypsum Board, fire resistant, 5/8" | ft2 | 0.34 | 0.84 | 1.11 | 09 29 10.30 Gypsum Board
Ceiling | structure | Gypsum Board, water resistant, 1/2" | ft2 | 0.33 | 0.83 | 1.10 | 09 29 10.30 Gypsum Board
Ceiling | structure | Gypsum Board, water resistant, 5/8" | ft2 | 0.43 | 0.93 | 1.21 | 09 29 10.30 Gypsum Board
Ceiling Insulation | structure | Generic Blown Cellulose R-30 | ft2 | 0.73 | 1.37 | 1.67 | 07 21 26.10 Blown Insulation
Ceiling Insulation | structure | Generic Blown Cellulose R-38 | ft2 | 0.93 | 1.85 | 2.28 | 07 21 26.10 Blown Insulation
Ceiling Insulation | structure | Generic Blown Cellulose R-49 | ft2 | 1.15 | 2.22 | 2.74 | 07 21 26.10 Blown Insulation
Ceiling Insulation | structure | Generic Blown Cellulose R-60 | ft2 | 1.46 | 2.74 | 3.34 | 07 21 26.10 Blown Insulation
Ceiling Insulation | structure | Generic Fiberglass Batt R-30 | ft2 | 1.14 | 2.04 | 2.59 | 07 21 16.10 Blanket Insulation for Floors/Ceilings
Ceiling Insulation | structure | Generic Fiberglass Batt R-38 | ft2 | 1.44 | 2.39 | 2.99 | 07 21 16.10 Blanket Insulation for Floors/Ceilings
Ceiling Insulation | structure | Generic Fiberglass Batt R-49 | ft2 | 2.13 | 3.78 | 4.80 | 07 21 16.10 Blanket Insulation for Floors/Ceilings
Ceiling Insulation | structure | Generic Fiberglass Batt R-60 | ft2 | 2.28 | 4.08 | 5.18 | 07 21 16.10 Blanket Insulation for Floors/Ceilings
Ceiling Insulation | structure | Generic Blown Fiberglass R-30 | ft2 | 0.69 | 1.87 | 2.37 | 07 21 26.10 Blown Insulation
Ceiling Insulation | structure | Generic Blown Fiberglass R-38 | ft2 | 0.88 | 2.33 | 2.93 | 07 21 26.10 Blown Insulation
Ceiling Insulation | structure | Generic Blown Fiberglass R-49 | ft2 | 1.17 | 2.97 | 3.74 | 07 21 26.10 Blown Insulation
Ceiling Insulation | structure | Generic Blown Fiberglass R-60 | ft2 | 1.38 | 3.74 | 4.74 | 07 21 26.10 Blown Insulation
Roof Cover Underlayment | structure | Asphalt felt, #15 | ft2 | 0.04 | 0.11 | 0.16 | 07 51 13.40 Felts
Roof Cover Underlayment | structure | Asphalt felt, #30 | ft2 | 0.09 | 0.16 | 0.20 | 07 51 13.40 Felts
Roof Cover Underlayment | structure | Glass fibered roofing felt #15 | ft2 | 0.10 | 0.17 | 0.22 | 07 51 13.40 Felts
Roof Cover Underlayment | structure | Tarred felt, #15 | ft2 | 0.17 | 0.23 | 0.30 | 07 51 13.40 Felts
Roof Cover Underlayment | structure | Tarred felt, #30 | ft2 | 0.28 | 0.34 | 0.41 | 07 51 13.40 Felts
Roof Cover | structure | Asphalt Singles, standard strip, 25 year, pneumatic nailed | ft2 | 0.96 | 1.52 | 1.98 | 07 31 13.10 Asphalt Roof Shingles
Roof Cover | structure | Asphalt Singles, standard strip, 30 year, pneumatic nailed | ft2 | 1.26 | 1.90 | 2.42 | 07 31 13.10 Asphalt Roof Shingles
Roof Cover | structure | Asphalt Shingles, Premium, laminated multi-layer, 260-300lb/sq, pneumatic nailed | ft2 | 1.60 | 2.51 | 3.25 | 07 31 13.10 Asphalt Roof Shingles
Roof Cover | structure | Asphalt Shingles, Premium, laminated multi-layer, 300-385lb/sq, pneumatic nailed | ft2 | 4.15 | 5.21 | 6.30 | 07 31 13.10 Asphalt Roof Shingles
Roof Cover | structure | Clay Tiles, flat, interlocking 15" | ft2 | 5.60 | 7.58 | 9.35 | 07 32 13.10 Clay Tiles
Roof Cover | structure | Clay Tiles, roman pan, 18" | ft2 | 5.20 | 7.36 | 0.92 | 07 32 13.10 Clay Tiles
Roof Cover | structure | Clay Tiles, barrel mission 18" | ft2 | 4.35 | 6.51 | 8.25 | 07 32 13.10 Clay Tiles
Roof Cover | structure | Aluminum Roof Panels, .0115" | ft2 | 0.79 | 2.30 | 3.13 | 07 41 13.10 Aluminum Roof Panels
Roof Cover | structure | Aluminum Roof Panels, .024" | ft2 | 1.90 | 3.02 | 3.76 | 07 41 13.10 Aluminum Roof Panels
Roof Cover | structure | Steel roof panels, corrugated, 30 ga. | ft2 | 1.19 | 2.84 | 3.78 | 07 41 13.20 Steel Roofing Panels
Roof Cover | structure | Steel roof panels, corrugated, 26 ga. | ft2 | 2.00 | 3.81 | 4.91 | 07 41 13.20 Steel Roofing Panels
Roof Cover and underlayment combined | structure | Asphalt Singles, standard strip, 25 year, pneumatic nailed + minimum cost felt | ft2 | 1 | 1.63 | 2.14 | 07 31 13.10 Asphalt Roof Shingles, 07 51 13.40 Felts
Roof Cover and underlayment combined | structure | Asphalt Singles, standard strip, 30 year, pneumatic nailed + minimum cost felt | ft2 | 1.3 | 2.01 | 2.58 | 07 31 13.10 Asphalt Roof Shingles, 07 51 13.40 Felts
Roof Cover and underlayment combined | structure | Asphalt Shingles, Premium, laminated multi-layer, 260-300lb/sq, pneumatic nailed + minimum cost felt | ft2 | 1.64 | 2.62 | 3.41 | 07 31 13.10 Asphalt Roof Shingles, 07 51 13.40 Felts
Roof Cover and underlayment combined | structure | Asphalt Shingles, Premium, laminated multi-layer, 300-385lb/sq, pneumatic nailed + minimum cost felt | ft2 | 4.19 | 5.32 | 6.46 | 07 31 13.10 Asphalt Roof Shingles, 07 51 13.40 Felts
Roof Cover and underlayment combined | structure | Clay Tiles, flat, interlocking 15" + minimum cost felt | ft2 | 5.64 | 7.69 | 9.51 | 07 32 13.10 Clay Tiles, 07 51 13.40 Felts
Roof Cover and underlayment combined | structure | Clay Tiles, roman pan, 18" + minimum cost felt | ft2 | 5.24 | 7.47 | 1.08 | 07 32 13.10 Clay Tiles, 07 51 13.40 Felts
Roof Cover and underlayment combined | structure | Clay Tiles, barrel mission 18" + minimum cost felt | ft2 | 4.39 | 6.62 | 8.41 | 07 32 13.10 Clay Tiles, 07 51 13.40 Felts
Roof Cover and underlayment combined | structure | Aluminum Roof Panels, .0115" + minimum cost felt | ft2 | 0.83 | 2.41 | 3.29 | 07 41 13.10 Aluminum Roof Panels, 07 51 13.40 Felts
Roof Cover and underlayment combined | structure | Aluminum Roof Panels, .024" + minimum cost felt | ft2 | 1.94 | 3.13 | 3.92 | 07 41 13.10 Aluminum Roof Panels, 07 51 13.40 Felts
Roof Cover and underlayment combined | structure | Steel roof panels, corrugated, 30 ga. + minimum cost felt | ft2 | 1.23 | 2.95 | 3.94 | 07 41 13.20 Steel Roofing Panels, 07 51 13.40 Felts
Roof Cover and underlayment combined | structure | Steel roof panels, corrugated, 26 ga. + minimum cost felt | ft2 | 2.04 | 3.92 | 5.07 | 07 41 13.20 Steel Roofing Panels, 07 51 13.40 Felts
Roof Cover and underlayment combined | structure | Asphalt Singles, standard strip, 25 year, pneumatic nailed + maximum cost felt | ft2 | 1.24 | 1.86 | 2.39 | 07 31 13.10 Asphalt Roof Shingles, 07 51 13.40 Felts
Roof Cover and underlayment combined | structure | Asphalt Singles, standard strip, 30 year, pneumatic nailed + maximum cost felt | ft2 | 1.54 | 2.24 | 2.83 | 07 31 13.10 Asphalt Roof Shingles, 07 51 13.40 Felts
Roof Cover and underlayment combined | structure | Asphalt Shingles, Premium, laminated multi-layer, 260-300lb/sq, pneumatic nailed + maximum cost felt | ft2 | 1.88 | 2.85 | 3.66 | 07 31 13.10 Asphalt Roof Shingles, 07 51 13.40 Felts
Roof Cover and underlayment combined | structure | Asphalt Shingles, Premium, laminated multi-layer, 300-385lb/sq, pneumatic nailed + maximum cost felt | ft2 | 4.43 | 5.55 | 6.71 | 07 31 13.10 Asphalt Roof Shingles, 07 51 13.40 Felts
Roof Cover and underlayment combined | structure | Clay Tiles, flat, interlocking 15" + maximum cost felt | ft2 | 5.88 | 7.92 | 9.76 | 07 32 13.10 Clay Tiles, 07 51 13.40 Felts
Roof Cover and underlayment combined | structure | Clay Tiles, roman pan, 18" + maximum cost felt | ft2 | 5.48 | 7.7 | 1.33 | 07 32 13.10 Clay Tiles, 07 51 13.40 Felts
Roof Cover and underlayment combined | structure | Clay Tiles, barrel mission 18" + maximum cost felt | ft2 | 4.63 | 6.85 | 8.66 | 07 32 13.10 Clay Tiles, 07 51 13.40 Felts
Roof Cover and underlayment combined | structure | Aluminum Roof Panels, .0115" + maximum cost felt | ft2 | 1.07 | 2.64 | 3.54 | 07 41 13.10 Aluminum Roof Panels, 07 51 13.40 Felts
Roof Cover and underlayment combined | structure | Aluminum Roof Panels, .024" + maximum cost felt | ft2 | 2.18 | 3.36 | 4.17 | 07 41 13.10 Aluminum Roof Panels, 07 51 13.40 Felts
Roof Cover and underlayment combined | structure | Steel roof panels, corrugated, 30 ga. + maximum cost felt | ft2 | 1.47 | 3.18 | 4.19 | 07 41 13.20 Steel Roofing Panels, 07 51 13.40 Felts
Roof Cover and underlayment combined | structure | Steel roof panels, corrugated, 26 ga. + maximum cost felt | ft2 | 2.28 | 4.15 | 5.32 | 07 41 13.20 Steel Roofing Panels, 07 51 13.40 Felts
Roof Sheathing | structure | OSB, 7/16", pneumatic nailed | ft2 | 0.47 | 0.98 | 1.27 | 06 16 36.10 Sheathing
Roof Sheathing | structure | OSB, 1/2", pneumatic nailed | ft2 | 0.47 | 0.99 | 1.29 | 06 16 36.10 Sheathing
Roof Sheathing | structure | OSB, 5/8", pneumatic nailed | ft2 | 1.07 | 1.64 | 2.03 | 06 16 36.10 Sheathing
Roof Sheathing | structure | Plywood, CDX, 5/16", pneumatic nailed | ft2 | 0.91 | 1.37 | 1.69 | 06 16 36.10 Sheathing
Roof Sheathing | structure | Plywood, CDX,3/8", pneumatic nailed | ft2 | 0.68 | 1.16 | 1.47 | 06 16 36.10 Sheathing
Roof Sheathing | structure | Plywood, CDX, 1/2", pneumatic nailed | ft2 | 0.76 | 1.29 | 1.63 | 06 16 36.10 Sheathing
Roof Sheathing | structure | Plywood, CDX, 5/8", pneumatic nailed | ft2 | 0.82 | 1.39 | 1.75 | 06 16 36.10 Sheathing
Roof Sheathing | structure | Plywood, CDX, 3/4", pneumatic nailed | ft2 | 0.94 | 1.56 | 1.96 | 06 16 36.10 Sheathing
Facade | structure | Brick Veneer Masonry, Standard, 6.75/SF | ft2 | 0 | 0 | 0 | 04 21 13.13 Brick Veneer Masonry
Facade | structure | Brick Veneer Masonry, Red, 6.75/SF | ft2 | 0 | 0 | 0 | 04 21 13.13 Brick Veneer Masonry
Facade | structure | Brick Veneer Masonry, English, full header every 2nd course, 10.13/SF | ft2 | 0 | 0 | 0 | 04 21 13.13 Brick Veneer Masonry
Facade | structure | Thin Brick Veneer, on metal panel | ft2 | 0 | 0 | 0 | 04 21 13.14 Thin Brick Veneer
Facade | structure | Thin Brick Veneer, on masonry/plaster | ft2 | 0 | 0 | 0 | 04 21 13.14 Thin Brick Veneer
Facade | structure | Aluminum Siding Panel, Corrugated | ft2 | 0 | 0 | 0 | 07 42 13.20 Aluminum Siding Panels
Facade | structure | Aluminum Siding Panel, Farm type | ft2 | 0 | 0 | 0 | 07 42 13.20 Aluminum Siding Panels
Facade | structure | Plywood siding, 3/8" | ft2 | 1.50 | 2.70 | 3.44 | 07 46 29.10 Plywood siding Options
Facade | structure | Plywood siding, 1/2" | ft2 | 1.98 | 3.27 | 4.1 | 07 46 29.10 Plywood siding Options
Facade | structure | Plywood siding, 3/4" | ft2 | 2.62 | 4.01 | 4.94 | 07 46 29.10 Plywood siding Options
Facade | structure | Vinyl siding, clapboard profile, double 4 | ft2 | 0 | 0 | 0 | 07 46 33.10 Vinyl Siding
Facade | structure | Vinyl siding, clapboard profile, double 5 | ft2 | 0 | 0 | 0 | 07 46 33.10 Vinyl Siding
Facade | structure | Vinyl siding, clapboard profile, single 10 | ft2 | 0 | 0 | 0 | 07 46 33.10 Vinyl Siding
Facade | structure | Wood, cedar bevel 1/2"x6" | ft2 | 4.60 | 6.13 | 7.3 | 07 46 23.10 Wood Board Siding
Facade | structure | Wood, cedar bevel 1/2"x8" | ft2 | 7.85 | 9.21 | 10.65 | 07 46 23.10 Wood Board Siding
Facade | structure | Wood, Cedar, rough sawn 1"x4" | ft2 | 9.15 | 11.20 | 13.1 | 07 46 23.10 Wood Board Siding
Facade | structure | Wood, Cedar, board & batten, 1"x12" | ft2 | 5.05 | 6.12 | 7.15 | 07 46 23.10 Wood Board Siding
Facade | structure | Stucco, Spray | ft2 | 0.81 | 1.06 | 1.27 | 09 96 53.10 Coatings, Elastomeric
Facade | structure | Polypropylene Siding, single profile, random grooves, double 7 | ft2 | 0 | 0 | 0 | 07 46 33.20 Polypropylene Siding
Facade | structure | Polypropylene Siding, single profile, random grooves, triple 5 | ft2 | 0 | 0 | 0 | 07 46 33.20 Polypropylene Siding
Facade | structure | Polypropylene Siding, shake profile, straight butt, double 7 | ft2 | 0 | 0 | 0 | 07 46 33.20 Polypropylene Siding
Facade | structure | EIFS, Field applied, 1" EPS Insulation | ft2 | 0 | 0 | 0 | 07 24 13.10 Exterior Insulation and Finish System
Facade | structure | EIFS, Field applied, 2" EPS Insulation | ft2 | 0 | 0 | 0 | 07 24 13.10 Exterior Insulation and Finish System
Facade | structure | EIFS, Field applied, 3" EPS Insulation | ft2 | 0 | 0 | 0 | 07 24 13.10 Exterior Insulation and Finish System
Exterior Wall Sheathing | structure | Plywood, CDX,3/8", pneumatic nailed | ft2 | 0.68 | 1.29 | 1.65 | 06 16 36.10 Sheathing
Exterior Wall Sheathing | structure | Plywood, CDX, 1/2", pneumatic nailed | ft2 | 0.76 | 1.41 | 1.80 | 06 16 36.10 Sheathing
Exterior Wall Sheathing | structure | Plywood, CDX, 5/8", pneumatic nailed | ft2 | 0.82 | 1.51 | 1.93 | 06 16 36.10 Sheathing
Exterior Wall Sheathing | structure | Plywood, CDX, 3/4", pneumatic nailed | ft2 | 0.94 | 1.69 | 2.15 | 06 16 36.10 Sheathing
Exterior Wall Sheathing | structure | OSB, 7/16", pneumatic nailed | ft2 | 0.47 | 1.08 | 1.42 | 06 16 36.10 Sheathing
Exterior Wall Sheathing | structure | OSB, 1/2", pneumatic nailed | ft2 | 0.47 | 1.15 | 1.53 | 06 16 36.10 Sheathing
Exterior Wall Sheathing | structure | OSB, 5/8", pneumatic nailed | ft2 | 1.07 | 1.76 | 2.21 | 06 16 36.10 Sheathing
Bookcase | contents
Books | contents
Entertainment Center | contents
Couch/Sofa | contents
Coffee Table/End Table | contents
Lamps | contents
Blinds | contents
Curtains/Drapes | contents
A/V equipment | contents
Television | contents
Dinner Table | contents
Dinner Chair | contents
China Cabinet/Buffet | contents
Small Kitchen Appliances | contents
Bed Frame | contents
Box Spring and Mattress | contents
Bedding | contents
Chest of Drawers/Dresser | contents
Night stand | contents
Bedroom Television | contents
Desk | contents
Computer | contents
Clothing | contents
Towels/Linens | contents

## All_LCA_Data
component | type | product | functional_unit | source_process | kg_co2e_source | kg_co2e_fu | old_ghg | source | source_full | source_functional_unit | conversion_details | source_note
Underfloor Insulation | structure | Generic Blown Cellulose R-30 | ft2 | Generic Blown Cellulose R-30 | 0.126298059 | 0.126298059 |  | BEES 2.1 | BEES 2.1: Generic Blown Cellulose R-30 | ft2
Underfloor Insulation | structure | Generic Blown Cellulose R-38 | ft2 | Generic Blown Cellulose R-38 | 0.160025381 | 0.160025381 |  | BEES 2.1 | BEES 2.1: Generic Blown Cellulose R-38 | ft2
Underfloor Insulation | structure | Generic Blown Cellulose R-49 | ft2 | Generic Blown Cellulose R-49 | 0.20643035 | 0.20643035 |  | BEES 2.1 | BEES 2.1: Generic Blown Cellulose R-49 | ft2
Underfloor Insulation | structure | Generic Blown Cellulose R-60 | ft2 | Generic Blown Cellulose R-60 | 0.252763558 | 0.252763558 |  | BEES 2.1 | BEES 2.1: Generic Blown Cellulose R-60 | ft2
Underfloor Insulation | structure | Generic Fiberglass Batt R-30 | ft2 | Generic Fiberglass Batt R-30 | 0.289591301 | 0.289591301 |  | BEES 2.1 | BEES 2.1: Generic Fiberglass Batt R-30 | ft2
Underfloor Insulation | structure | Generic Fiberglass Batt R-38 | ft2 | Generic Fiberglass Batt R-38 | 0.389765437 | 0.389765437 |  | BEES 2.1 | BEES 2.1: Generic Fiberglass Batt R-38 | ft2
Underfloor Insulation | structure | Generic Fiberglass Batt R-49 | ft2 | Generic Fiberglass Batt R-49 | 0.477068035 | 0.477068035 |  | BEES 2.1 | BEES 2.1: Generic Fiberglass Batt R-49 | ft2
Underfloor Insulation | structure | Generic Fiberglass Batt R-60 | ft2 | Generic Fiberglass Batt R-60 | 0.575003642 | 0.575003642 |  | BEES 2.1 | BEES 2.1: Generic Fiberglass Batt R-60 | ft2
Underfloor Insulation | structure | Generic Blown Fiberglass R-30 | ft2 | Generic Blown Fiberglass R-30 | 0.487133411 | 0.487133411 |  | BEES 2.1 | BEES 2.1: Generic Blown Fiberglass R-30 | ft2
Underfloor Insulation | structure | Generic Blown Fiberglass R-38 | ft2 | Generic Blown Fiberglass R-38 | 0.616986467 | 0.616986467 |  | BEES 2.1 | BEES 2.1: Generic Blown Fiberglass R-38 | ft2
Underfloor Insulation | structure | Generic Blown Fiberglass R-49 | ft2 | Generic Blown Fiberglass R-49 | 0.795626645 | 0.795626645 |  | BEES 2.1 | BEES 2.1: Generic Blown Fiberglass R-49 | ft2
Underfloor Insulation | structure | Generic Blown Fiberglass R-60 | ft2 | Generic Blown Fiberglass R-60 | 0.974174597 | 0.974174597 |  | BEES 2.1 | BEES 2.1: Generic Blown Fiberglass R-60 | ft2
Underfloor Insulation | structure | Average Blown Mineral Wool R-30 | ft2 | Average Blown Mineral Wool R-30 | 0.454519245 | 0.454519245 |  | BEES 2.1 | BEES 2.1: Average Blown Mineral Wool R-30 | ft2
Underfloor Insulation | structure | Average Blown Mineral Wool R-38 | ft2 | Average Blown Mineral Wool R-38 | 0.59437132 | 0.59437132 |  | BEES 2.1 | BEES 2.1: Average Blown Mineral Wool R-38 | ft2
Underfloor Insulation | structure | Average Blown Mineral Wool R-49 | ft2 | Average Blown Mineral Wool R-49 | 0.769186414 | 0.769186414 |  | BEES 2.1 | BEES 2.1: Average Blown Mineral Wool R-49 | ft2
Underfloor Insulation | structure | Average Blown Mineral Wool R-60 | ft2 | Average Blown Mineral Wool R-60 | 0.909038489 | 0.909038489 |  | BEES 2.1 | BEES 2.1: Average Blown Mineral Wool R-60 | ft2
Underfloor Insulation | structure | Polystyrene Foam Board R-5 | ft2 | Polystyrene foam slab {GLO}¦ market for polystyrene foam slab ¦ Cut-off, S | 4.03 | 0.251875 |  | EcoInvent | EcoInvent: Polystyrene foam slab {GLO}¦ market for polystyrene foam slab ¦ Cut-off, S | kg | 32 sqft. Board weighs 2kg (https://www.homedepot.com/p/Owens-Corning-FOAMULAR-NGX-F-150-1-in-x-4-ft-x-8-ft-SSE-R-5-XPS-Rigid-Foam-Board-Insulation-20WENGX/315197840)
Underfloor Insulation | structure | Polystyrene Foam Board R-10 | ft2 | Polystyrene foam slab {GLO}¦ market for polystyrene foam slab ¦ Cut-off, S | 4.03 | 0.44078125 |  | EcoInvent | EcoInvent: Polystyrene foam slab {GLO}¦ market for polystyrene foam slab ¦ Cut-off, S | kg | 32 sqft. Board weighs 3.5kg (https://www.homedepot.com/p/Owens-Corning-FOAMULAR-NGX-F-250-2-in-x-4-ft-x-8-ft-SSE-R-10-XPS-Rigid-Foam-Board-Insulation-52DDNGX/315197962)
Underfloor Ductwork | structure | Spiral-seam duct, steel, DN 125 | ft | spiral-seam duct, steel, DN 125 | 9.35 | 2.849740928 |  | EcoInvent | EcoInvent: spiral-seam duct, steel, DN 125 | m | 0.304 ft per m
Underfloor Ductwork | structure | Spiral-seam duct, steel, DN 400 | ft | spiral-seam duct, steel, DN 400 | 28.6 | 8.716854604 |  | EcoInvent | EcoInvent: spiral-seam duct, steel, DN 400 | m | 0.304 ft per m
Underfloor Ductwork | structure | Flexible duct, aluminium/PET, DN of 125 | ft | flexible duct, aluminium/PET, DN of 125 | 1.35 | 0.41145992 |  | EcoInvent | EcoInvent: flexible duct, aluminium/PET, DN of 125 | m | 0.304 ft per m
Underfloor Ductwork | structure | Polyethylene pipe, corrugated, DN 75 | ft | polyethylene pipe, corrugated, DN 75 | 1.11 | 0.33831149 |  | EcoInvent | EcoInvent: polyethylene pipe, corrugated, DN 75 | m | 0.304 ft per m
Underfloor Ductwork | structure | Polyethylene pipe, DN 200, SDR 41 | ft | polyethylene pipe, DN 200, SDR 41 | 10.1 | 3.078329773 |  | EcoInvent | EcoInvent: polyethylene pipe, DN 200, SDR 41 | m | 0.304 ft per m
Underfloor Ductwork | structure | Ventilation duct, steel, 100x50 mm | ft | ventilation duct, steel, 100x50 mm | 7.11 | 2.167022246 |  | EcoInvent | EcoInvent: ventilation duct, steel, 100x50 mm | m | 0.304 ft per m
Heating/Cooling Unit or HVAC | structure | Oil boiler, 10KW | ea | Oil boiler, 10kW {GLO}¦ market for oil boiler, 10kW ¦ Cut-off, S | 509 | 509 |  | EcoInvent | EcoInvent: Oil boiler, 10kW {GLO}¦ market for oil boiler, 10kW ¦ Cut-off, S | ea
Heating/Cooling Unit or HVAC | structure | Oil boiler, 100KW | ea | Oil boiler, 100kW {GLO}¦ market for oil boiler, 100kW ¦ Cut-off, S | 1990 | 1990 |  | EcoInvent | EcoInvent: Oil boiler, 100kW {GLO}¦ market for oil boiler, 100kW ¦ Cut-off, S | ea
Heating/Cooling Unit or HVAC | structure | Gas boiler, 10KW | ea | Gas boiler {GLO}¦ market for gas boiler ¦ Cut-off, S | 509 | 509 |  | EcoInvent | EcoInvent: Gas boiler {GLO}¦ market for gas boiler ¦ Cut-off, S | ea
Heating/Cooling Unit or HVAC | structure | Wood furnace, 30kW | ea | Furnace, logs, 30kW {GLO}¦ market for furnace, logs, 30kW ¦ Cut-off, S | 2460 | 2460 |  | EcoInvent | EcoInvent: Furnace, logs, 30kW {GLO}¦ market for furnace, logs, 30kW ¦ Cut-off, S | ea
Heating/Cooling Unit or HVAC | structure | Wood furnace, 6kW | ea | Furnace, logs, 6kW {RoW}¦ market for furnace, logs, 6kW ¦ Cut-off, S | 439 | 439 |  | EcoInvent | EcoInvent: Furnace, logs, 6kW {RoW}¦ market for furnace, logs, 6kW ¦ Cut-off, S | ea
Heating/Cooling Unit or HVAC | structure | Pellet furnace, 15kW | ea | Furnace, pellet, 15kW {GLO}¦ market for furnace, pellet, 15kW ¦ Cut-off, S | 3580 | 3580 |  | EcoInvent | EcoInvent: Furnace, pellet, 15kW {GLO}¦ market for furnace, pellet, 15kW ¦ Cut-off, S | ea
Heating/Cooling Unit or HVAC | structure | Pellet furnace, 50kW | ea | Furnace, pellet, 50kW {GLO}¦ market for furnace, pellet, 50kW ¦ Cut-off, S | 6680 | 6680 |  | EcoInvent | EcoInvent: Furnace, pellet, 50kW {GLO}¦ market for furnace, pellet, 50kW ¦ Cut-off, S | ea
Heating/Cooling Unit or HVAC | structure | Pellet furnace, 25kW | ea | Furnace, pellet, 25kW {GLO}¦ market for furnace, pellet, 25kW ¦ Cut-off, S | 2190 | 2190 |  | EcoInvent | EcoInvent: Furnace, pellet, 25kW {GLO}¦ market for furnace, pellet, 25kW ¦ Cut-off, S | ea
Heating/Cooling Unit or HVAC | structure | Pellet furnace, 9kW | ea | Furnace, pellet, 9kW {GLO}¦ market for furnace, pellet, 9kW ¦ Cut-off, S | 683 | 683 |  | EcoInvent | EcoInvent: Furnace, pellet, 9kW {GLO}¦ market for furnace, pellet, 9kW ¦ Cut-off, S | ea
Heating/Cooling Unit or HVAC | structure | Heat pump, 30kW | ea | Heat pump, 30kW {GLO}¦ market for heat pump, 30kW ¦ Cut-off, S | 5040 | 5040 |  | EcoInvent | EcoInvent: Heat pump, 30kW {GLO}¦ market for heat pump, 30kW ¦ Cut-off, S | ea
Wood Subfloor | structure | 3/8" OSB sheathing | ft2 | 3/8" OSB sheathing - roof | 0.343 | 0.343 |  | BEES 2.1 | BEES 2.1: 3/8" OSB sheathing - roof | ft2
Wood Subfloor | structure | 3/8" OSB sheathing | ft2 | Oriented strand board {RoW}¦ market for oriented strand board ¦ Cut-off, S | 332 | 0.294 |  | EcoInvent | EcoInvent: Oriented strand board {RoW}¦ market for oriented strand board ¦ Cut-off, S | m3 | 35.3 ft3 per m3. 4'x8'x(3/8)"=1 ft3 --> One 32ft2 sheet = 0.0283m3
Wood Subfloor | structure | 3/8" Plywood sheathing | ft2 | 3/8" Plywood sheathing - roof | 3.15E-01 | 0.315 |  | BEES 2.1 | BEES 2.1: 3/8" Plywood sheathing - roof | ft2
Wood Subfloor | structure | 3/4" OSB sheathing - roof | ft2 | Oriented strand board {RoW}¦ market for oriented strand board ¦ Cut-off, S | 332 | 0.588 |  | EcoInvent | EcoInvent: Oriented strand board {RoW}¦ market for oriented strand board ¦ Cut-off, S | m3 | 35.3 ft3 per m3. 4'x8'x(3/4)"= 2ft3 --> One 32ft2 sheet = 0.0567m3
Wood Subfloor | structure | 3/4" Plywood sheathing | ft2 | Plywood {RoW}¦ market for plywood ¦ Cut-off, S | 690 | 1.222 |  | EcoInvent | EcoInvent: Plywood {RoW}¦ market for plywood ¦ Cut-off, S | m3 | 35.3 ft3 per m3. 4'x8'x(3/4)"= 2ft3 --> One 32ft2 sheet = 0.0567m3
Finished Floor Underlayment | structure | 3/8" OSB sheathing - roof | ft2 | 3/8" OSB sheathing - roof | 3.43E-01 | 3.43E-01 |  | BEES 2.1 | BEES 2.1: 3/8" OSB sheathing - roof | ft2
Finished Floor Underlayment | structure | 3/8" OSB sheathing - roof | ft2 | Oriented strand board {RoW}¦ market for oriented strand board ¦ Cut-off, S | 332 | 2.94E-01 |  | EcoInvent | EcoInvent: Oriented strand board {RoW}¦ market for oriented strand board ¦ Cut-off, S | m3 | 35.3 ft3 per m3. 4'x8'x(3/8)"=1 ft3 --> One 32ft2 sheet = 0.0283m3
Finished Floor Underlayment | structure | 3/8" Plywood sheathing | ft2 | 3/8" Plywood sheathing - roof | 3.15E-01 | 3.15E-01 |  | BEES 2.1 | BEES 2.1: 3/8" Plywood sheathing - roof | ft2
Finished Floor Underlayment | structure | 3/8" Plywood sheathing | ft2 | Plywood {RoW}¦ market for plywood ¦ Cut-off, S | 690 | 6.11E-01 |  | EcoInvent | EcoInvent: Plywood {RoW}¦ market for plywood ¦ Cut-off, S | m3 | 35.3 ft3 per m3. 4'x8'x(3/8)"=1 ft3 --> One 32ft2 sheet = 0.0283m3
Finished Floor Underlayment | structure | 1/8" Wood Fiber Underlayment | ft2 | Fibreboard, soft {RoW}¦ market for fibreboard, soft ¦ Cut-off, S | 178 | 5.25E-02 |  | EcoInvent | EcoInvent: Fibreboard, soft {RoW}¦ market for fibreboard, soft ¦ Cut-off, S | m3 | 35.3 ft3 per m3. 1ft2 x (1/8)/12ft = 0.0104ft3 --> 1ft2 = 2.95e-4m3
Finished Floor Underlayment | structure | 1/4" Wood Fiber Underlayment | ft2 | Fibreboard, soft {RoW}¦ market for fibreboard, soft ¦ Cut-off, S | 178 | 1.05E-01 |  | EcoInvent | EcoInvent: Fibreboard, soft {RoW}¦ market for fibreboard, soft ¦ Cut-off, S | m3 | 35.3 ft3 per m3. 1ft2 x (2/8)/12ft = 0.0208ft3 --> 1ft2 = 5.9e-4m3
Finished Floor | structure | Average Hardwood | ft2 | Average Hardwood | -0.25453343 | -0.25453343 |  | BEES 2.1 | BEES 2.1: Average Hardwood | ft2
Finished Floor | structure | Average Engineered Hardwood | ft2 | Average Engineered Hardwood | -0.21368595 | -0.21368595 |  | BEES 2.1 | BEES 2.1: Average Engineered Hardwood | ft2
Finished Floor | structure | Generic Terrazzo | ft2 | Generic Terrazzo | 3.187057132 | 3.187057132 |  | BEES 2.1 | BEES 2.1: Generic Terrazzo | ft2
Finished Floor | structure | Average Ceramic Tile | ft2 | Average Ceramic Tile | 1.619582845 | 1.619582845 |  | BEES 2.1 | BEES 2.1: Average Ceramic Tile | ft2
Finished Floor | structure | Generic Marble Tile | ft2 | Generic Marble Tile | 2.70961955 | 2.70961955 |  | BEES 2.1 | BEES 2.1: Generic Marble Tile | ft2
Finished Floor | structure | Generic Cork Plank | ft2 | Generic Cork Plank | 0.874577429 | 0.874577429 |  | BEES 2.1 | BEES 2.1: Generic Cork Plank | ft2
Finished Floor | structure | Forbo Marmoleum - 2.5 mm | ft2 | Forbo Marmoleum - 2.5 mm | 0.843276986 | 0.843276986 |  | BEES 2.1 | BEES 2.1: Forbo Marmoleum - 2.5 mm | ft2
Finished Floor | structure | Forbo Marmoleum - 2.0 mm | ft2 | Forbo Marmoleum - 2.0 mm | 0.742869023 | 0.742869023 |  | BEES 2.1 | BEES 2.1: Forbo Marmoleum - 2.0 mm | ft2
Finished Floor | structure | Forbo Eternal | ft2 | Forbo Eternal | 0.875132459 | 0.875132459 |  | BEES 2.1 | BEES 2.1: Forbo Eternal | ft2
Finished Floor | structure | Generic Resid. Broadloom Carpet - Nylon | ft2 | Generic Resid. Broadloom Carpet - Nylon | 1.743210364 | 1.743210364 |  | BEES 2.1 | BEES 2.1: Generic Resid. Broadloom Carpet - Nylon | ft2
Finished Floor | structure | Generic Resid. Broadloom Carpet - Wool | ft2 | Generic Resid. Broadloom Carpet - Wool | 3.650138088 | 3.650138088 |  | BEES 2.1 | BEES 2.1: Generic Resid. Broadloom Carpet - Wool | ft2
Finished Floor | structure | Generic Resid. Broadloom Carpet - Polyester | ft2 | Generic Resid. Broadloom Carpet - Polyester | 1.134791378 | 1.134791378 |  | BEES 2.1 | BEES 2.1: Generic Resid. Broadloom Carpet - Polyester | ft2
Bottom Cabinets | structure | 10ft cabinets, 15kg per foot | ea | Furniture, wooden {GLO}¦ market for furniture, wooden ¦ Cut-off, S | 2.12 | 318 |  | EcoInvent | EcoInvent: Furniture, wooden {GLO}¦ market for furniture, wooden ¦ Cut-off, S | kg | Assume weight of 15-30kg per linear foot of cabinets (https://www.homeforemost.com/how-much-does-a-kitchen-cabinet-weigh/).
Bottom Cabinets | structure | 10ft cabinets, 30kg per foot | ea | Furniture, wooden {GLO}¦ market for furniture, wooden ¦ Cut-off, S | 2.12 | 636 |  | EcoInvent | EcoInvent: Furniture, wooden {GLO}¦ market for furniture, wooden ¦ Cut-off, S | kg | Assume weight of 15-30kg per linear foot of cabinets (https://www.homeforemost.com/how-much-does-a-kitchen-cabinet-weigh/).
Bottom Cabinets | structure | 20ft cabinets, 15kg per foot | ea | Furniture, wooden {GLO}¦ market for furniture, wooden ¦ Cut-off, S | 2.12 | 636 |  | EcoInvent | EcoInvent: Furniture, wooden {GLO}¦ market for furniture, wooden ¦ Cut-off, S | kg | Assume weight of 15-30kg per linear foot of cabinets (https://www.homeforemost.com/how-much-does-a-kitchen-cabinet-weigh/).
Bottom Cabinets | structure | 20ft cabinets, 30kg per foot | ea | Furniture, wooden {GLO}¦ market for furniture, wooden ¦ Cut-off, S | 2.12 | 1272 |  | EcoInvent | EcoInvent: Furniture, wooden {GLO}¦ market for furniture, wooden ¦ Cut-off, S | kg | Assume weight of 15-30kg per linear foot of cabinets (https://www.homeforemost.com/how-much-does-a-kitchen-cabinet-weigh/).
Top Cabinets | structure | 10ft cabinets, 15kg per foot | ea | Furniture, wooden {GLO}¦ market for furniture, wooden ¦ Cut-off, S | 2.12 | 318 |  | EcoInvent | EcoInvent: Furniture, wooden {GLO}¦ market for furniture, wooden ¦ Cut-off, S | kg | Assume weight of 15-30kg per linear foot of cabinets (https://www.homeforemost.com/how-much-does-a-kitchen-cabinet-weigh/).
Top Cabinets | structure | 10ft cabinets, 30kg per foot | ea | Furniture, wooden {GLO}¦ market for furniture, wooden ¦ Cut-off, S | 2.12 | 636 |  | EcoInvent | EcoInvent: Furniture, wooden {GLO}¦ market for furniture, wooden ¦ Cut-off, S | kg | Assume weight of 15-30kg per linear foot of cabinets (https://www.homeforemost.com/how-much-does-a-kitchen-cabinet-weigh/).
Top Cabinets | structure | 20ft cabinets, 15kg per foot | ea | Furniture, wooden {GLO}¦ market for furniture, wooden ¦ Cut-off, S | 2.12 | 636 |  | EcoInvent | EcoInvent: Furniture, wooden {GLO}¦ market for furniture, wooden ¦ Cut-off, S | kg | Assume weight of 15-30kg per linear foot of cabinets (https://www.homeforemost.com/how-much-does-a-kitchen-cabinet-weigh/).
Top Cabinets | structure | 20ft cabinets, 30kg per foot | ea | Furniture, wooden {GLO}¦ market for furniture, wooden ¦ Cut-off, S | 2.12 | 1272 |  | EcoInvent | EcoInvent: Furniture, wooden {GLO}¦ market for furniture, wooden ¦ Cut-off, S | kg | Assume weight of 15-30kg per linear foot of cabinets (https://www.homeforemost.com/how-much-does-a-kitchen-cabinet-weigh/).
Bathroom Bottom Cabinets | structure | 3ft cabinets, 15kg per foot | ea | Furniture, wooden {GLO}¦ market for furniture, wooden ¦ Cut-off, S | 2.12 | 95.4 |  | EcoInvent | EcoInvent: Furniture, wooden {GLO}¦ market for furniture, wooden ¦ Cut-off, S | kg | Assume weight of 15-30kg per linear foot of cabinets (https://www.homeforemost.com/how-much-does-a-kitchen-cabinet-weigh/).
Bathroom Bottom Cabinets | structure | 3ft cabinets, 30kg per foot | ea | Furniture, wooden {GLO}¦ market for furniture, wooden ¦ Cut-off, S | 2.12 | 190.8 |  | EcoInvent | EcoInvent: Furniture, wooden {GLO}¦ market for furniture, wooden ¦ Cut-off, S | kg | Assume weight of 15-30kg per linear foot of cabinets (https://www.homeforemost.com/how-much-does-a-kitchen-cabinet-weigh/).
Bathroom Top Cabinets | structure | 3ft cabinets, 15kg per foot | ea | Furniture, wooden {GLO}¦ market for furniture, wooden ¦ Cut-off, S | 2.12 | 95.4 |  | EcoInvent | EcoInvent: Furniture, wooden {GLO}¦ market for furniture, wooden ¦ Cut-off, S | kg | Assume weight of 15-30kg per linear foot of cabinets (https://www.homeforemost.com/how-much-does-a-kitchen-cabinet-weigh/).
Bathroom Top Cabinets | structure | 3ft cabinets, 30kg per foot | ea | Furniture, wooden {GLO}¦ market for furniture, wooden ¦ Cut-off, S | 2.12 | 190.8 |  | EcoInvent | EcoInvent: Furniture, wooden {GLO}¦ market for furniture, wooden ¦ Cut-off, S | kg | Assume weight of 15-30kg per linear foot of cabinets (https://www.homeforemost.com/how-much-does-a-kitchen-cabinet-weigh/).
Counter Tops | structure | Natural Stone Countertop, 10ft | ea | Natural Stone Countertop | 51.59 | 1.44E+02 |  | Other | Other: Natural Stone Countertop | m2 | Assume 3ft wide counter. 1m2 = 10.764ft2 | Adhikari, T., Mellentine, J., & Lewis, K. (2022). Life Cycle Assessment (LCA) of Natural Stone Countertops by Natural Stone Institute (NSI). Sustainable Minds. https://transparencycatalog.com/assets/uploads/pdf/Final_LCA-report_Stone-Countertop_Oct252022.pdf
Counter Tops | structure | Natural Stone Countertop, 20ft | ea | Natural Stone Countertop | 51.59 | 2.88E+02 |  | Other | Other: Natural Stone Countertop | m2 | Assume 3ft wide counter. 1m2 = 10.764ft2 | Adhikari, T., Mellentine, J., & Lewis, K. (2022). Life Cycle Assessment (LCA) of Natural Stone Countertops by Natural Stone Institute (NSI). Sustainable Minds. https://transparencycatalog.com/assets/uploads/pdf/Final_LCA-report_Stone-Countertop_Oct252022.pdf
Counter Tops | structure | Ceramic/Polymer Countertop, 10ft | ea | Ceramic/Polymer Countertop | 85.40 | 2.38E+02 |  | Other | Other: Ceramic/Polymer Countertop | m2 | Assume 3ft wide counter. 1m2 = 10.764ft2 | Silva, L., Silva, M., Bras, I., Domingos, I., Wessel, D., & Ferreira, J. (2021). A Cradle-to-Grave Life Cycle Assessment Study on a New Countertop Material. Journal of Ecological Engineering, 22(11), 239–245. https://doi.org/10.12911/22998993/142947
Counter Tops | structure | Ceramic/Polymer Countertop, 20ft | ea | Ceramic/Polymer Countertop | 85.40 | 4.76E+02 |  | Other | Other: Ceramic/Polymer Countertop | m2 | Assume 3ft wide counter. 1m2 = 10.764ft2 | Silva, L., Silva, M., Bras, I., Domingos, I., Wessel, D., & Ferreira, J. (2021). A Cradle-to-Grave Life Cycle Assessment Study on a New Countertop Material. Journal of Ecological Engineering, 22(11), 239–245. https://doi.org/10.12911/22998993/142947
Water Heater | structure | Natural Gas Water Heater | ea | Natural Gas Water Heater | 55.733 | 55.733 |  | Other | Other: Natural Gas Water Heater | ea |  | Raluy, R. G., & Dias, A. C. (2020). Life cycle assessment of a domestic gas-fired water heater: Influence of fuel used and its origin. Journal of Environmental Management, 254, 109786. https://doi.org/10.1016/j.jenvman.2019.109786
Water Heater | structure | LPG Water Heater | ea | LPG Water Heater | 55.733 | 55.733 |  | Other | Other: LPG Water Heater | ea |  | Raluy, R. G., & Dias, A. C. (2020). Life cycle assessment of a domestic gas-fired water heater: Influence of fuel used and its origin. Journal of Environmental Management, 254, 109786. https://doi.org/10.1016/j.jenvman.2019.109786
Wall Paint - Interior | structure | Generic Virgin Latex Paint | ft2 | Generic Virgin Latex Paint | 0.205067768 | 0.205067768 |  | BEES 2.1 | BEES 2.1: Generic Virgin Latex Paint | ft2
Wall Paint - Interior | structure | Generic Reprocessed Latex Paint | ft2 | Generic Reprocessed Latex Paint | 0.095010164 | 0.095010164 |  | BEES 2.1 | BEES 2.1: Generic Reprocessed Latex Paint | ft2
Wall Paint - Interior | structure | Generic Consolidated Latex Paint | ft2 | Generic Consolidated Latex Paint | 0.156390784 | 0.156390784 |  | BEES 2.1 | BEES 2.1: Generic Consolidated Latex Paint | ft2
Wall Paint - Exterior | structure | Generic Virgin Latex Paint | ft2 | Generic Virgin Latex Paint | 0.205067768 | 0.205067768 |  | BEES 2.1 | BEES 2.1: Generic Virgin Latex Paint | ft2
Wall Paint - Exterior | structure | Generic Reprocessed Latex Paint | ft2 | Generic Reprocessed Latex Paint | 0.095010164 | 0.095010164 |  | BEES 2.1 | BEES 2.1: Generic Reprocessed Latex Paint | ft2
Wall Paint - Exterior | structure | Generic Consolidated Latex Paint | ft2 | Generic Consolidated Latex Paint | 0.156390784 | 0.156390784 |  | BEES 2.1 | BEES 2.1: Generic Consolidated Latex Paint | ft2
Exterior Doors | structure | Exterior Door, Wood-Aluminum | ea | Door, outer, wood-aluminium {GLO}¦ market for door, outer, wood-aluminium ¦ Cut-off, S | 110 | 220 |  | EcoInvent | EcoInvent: Door, outer, wood-aluminium {GLO}¦ market for door, outer, wood-aluminium ¦ Cut-off, S | m2 | Assume a door is 2m2
Exterior Doors | structure | Exterior Door, Wood-Glass | ea | Door, outer, wood-glass {GLO}¦ market for door, outer, wood-glass ¦ Cut-off, S | 111 | 222 |  | EcoInvent | EcoInvent: Door, outer, wood-glass {GLO}¦ market for door, outer, wood-glass ¦ Cut-off, S | m2 | Assume a door is 2m2
Interior Doors | structure | Interior Door, Wood-Glass | ea | Door, inner, glass-wood {GLO}¦ market for door, inner, glass-wood ¦ Cut-off, S | 67.8 | 135.6 |  | EcoInvent | EcoInvent: Door, inner, glass-wood {GLO}¦ market for door, inner, glass-wood ¦ Cut-off, S | m2 | Assume a door is 2m2
Interior Doors | structure | Interior Door, Wood | ea | Door, inner, wood {GLO}¦ market for door, inner, wood ¦ Cut-off, S | 55.8 | 111.6 |  | EcoInvent | EcoInvent: Door, inner, wood {GLO}¦ market for door, inner, wood ¦ Cut-off, S | m2 | Assume a door is 2m2
Sheetrock/drywall | structure | Gypsum Wallboard Regular (1/2") | ft2 | Gypsum Wallboard Regular (1/2") | 3.22E-01 | 0.322 |  | BEES 2.1 | BEES 2.1: Gypsum Wallboard Regular (1/2") | ft2
Sheetrock/drywall | structure | Gypsum Wallboard Type X (5/8") | ft2 | Gypsum Wallboard Type X (5/8") | 4.36E-01 | 0.436 |  | BEES 2.1 | BEES 2.1: Gypsum Wallboard Type X (5/8") | ft2
Wall Insulation | structure | Generic Blown Cellulose R-13 | ft2 | Generic Blown Cellulose R-13 | 0.1186342 | 0.1186342 |  | BEES 2.1 | BEES 2.1: Generic Blown Cellulose R-13 | ft2
Wall Insulation | structure | Generic Blown Cellulose R-19 | ft2 | Generic Blown Cellulose R-19 | 0.173378481 | 0.173378481 |  | BEES 2.1 | BEES 2.1: Generic Blown Cellulose R-19 | ft2
Wall Insulation | structure | Generic Fiberglass Batt R-13 | ft2 | Generic Fiberglass Batt R-13 | 0.172068573 | 0.172068573 |  | BEES 2.1 | BEES 2.1: Generic Fiberglass Batt R-13 | ft2
Wall Insulation | structure | Generic Fiberglass Batt R-19 | ft2 | Generic Fiberglass Batt R-19 | 0.191655695 | 0.191655695 |  | BEES 2.1 | BEES 2.1: Generic Fiberglass Batt R-19 | ft2
Wall Insulation | structure | Average Mineral Wool Board R-13 | ft2 | Average Mineral Wool Board R-13 | 0.5594039 | 0.5594039 |  | BEES 2.1 | BEES 2.1: Average Mineral Wool Board R-13 | ft2
Wall Insulation | structure | Average Mineral Wool Board R-19 | ft2 | Average Mineral Wool Board R-19 | 0.598987175 | 0.598987175 |  | BEES 2.1 | BEES 2.1: Average Mineral Wool Board R-19 | ft2
Wall Insulation | structure | Average Blown Mineral Wool R-13 | ft2 | Average Blown Mineral Wool R-13 | 0.209778113 | 0.209778113 |  | BEES 2.1 | BEES 2.1: Average Blown Mineral Wool R-13 | ft2
Wall Insulation | structure | Average Blown Mineral Wool R-19 | ft2 | Average Blown Mineral Wool R-19 | 0.27970415 | 0.27970415 |  | BEES 2.1 | BEES 2.1: Average Blown Mineral Wool R-19 | ft2
Baseboard | structure | 3/8" Plywood | ft | Plywood {RoW}¦ market for plywood ¦ Cut-off, S | 690 | 0.30529 |  | EcoInvent | EcoInvent: Plywood {RoW}¦ market for plywood ¦ Cut-off, S | m3 | Assume 6" high x3/8" thick --> 1linear ft = 0.015625 ft3 = 0.000442450728
Baseboard | structure | 3/8" Plywood sheathing | ft | 3/8" Plywood sheathing - roof | 3.15E-01 | 0.315 |  | BEES 2.1 | BEES 2.1: 3/8" Plywood sheathing - roof | ft2 | Assume 6" high baseboard --> 1 linear ft = 0.5ft2
Refrigerator | structure | Refrigerator | ea | Refrigerator {GLO}¦ market for refrigerator ¦ Cut-off, S | 291 | 291 |  | EcoInvent | EcoInvent: Refrigerator {GLO}¦ market for refrigerator ¦ Cut-off, S | ea
Dishwasher | structure | Dishwasher | ea | Dishwasher {GLO}¦ market for dishwasher ¦ Cut-off, S | 146 | 146 |  | EcoInvent | EcoInvent: Dishwasher {GLO}¦ market for dishwasher ¦ Cut-off, S | ea
Microwave | structure | Microwave | ea | Microwave oven {GLO}¦ market for microwave oven ¦ Cut-off, S | 58.9 | 58.9 |  | EcoInvent | EcoInvent: Microwave oven {GLO}¦ market for microwave oven ¦ Cut-off, S | ea
Clothes Washer | structure | Clothes Washer | ea | Washing machine {GLO}¦ market for washing machine ¦ Cut-off, S | 382 | 382 |  | EcoInvent | EcoInvent: Washing machine {GLO}¦ market for washing machine ¦ Cut-off, S | ea
Clothes Dryer | structure | Clothes Dryer | ea | Dryer {GLO}¦ market for dryer ¦ Cut-off, S | 210 | 210 |  | EcoInvent | EcoInvent: Dryer {GLO}¦ market for dryer ¦ Cut-off, S | ea
Oven/stove | structure | Oven/stove | ea | Cookstove {GLO}¦ market for cookstove ¦ Cut-off, S | 180 | 180 |  | EcoInvent | EcoInvent: Cookstove {GLO}¦ market for cookstove ¦ Cut-off, S | ea
Range hood | structure | Range hood | ea | Exhaust air roof hood, steel, DN 400 {GLO}¦ market for exhaust air roof hood, steel, DN 400 ¦ Cut-off, S | 63.8 | 63.8 |  | EcoInvent | EcoInvent: Exhaust air roof hood, steel, DN 400 {GLO}¦ market for exhaust air roof hood, steel, DN 400 ¦ Cut-off, S | ea
Bottom Outlets | structure | Outlet | ea | Switch, toggle type {GLO}¦ market for switch, toggle type ¦ Cut-off, S | 32 | 22.8 |  | EcoInvent | EcoInvent: Switch, toggle type {GLO}¦ market for switch, toggle type ¦ Cut-off, S | kg | Assume 1 switch weight 0.05kg
Top Outlets | structure | Outlet | ea | Switch, toggle type {GLO}¦ market for switch, toggle type ¦ Cut-off, S | 32 | 22.8 |  | EcoInvent | EcoInvent: Switch, toggle type {GLO}¦ market for switch, toggle type ¦ Cut-off, S | kg | Assume 1 switch weight 0.05kg
Light Switches | structure | Switch, toggle type {GLO}¦ market for switch, toggle type ¦ Cut-off, S | ea | Switch, toggle type {GLO}¦ market for switch, toggle type ¦ Cut-off, S | 32 | 22.8 |  | EcoInvent | EcoInvent: Switch, toggle type {GLO}¦ market for switch, toggle type ¦ Cut-off, S | kg | Assume 1 switch weight 0.05kg
Wiring | structure | Cable, three-conductor cable {GLO}¦ market for cable, three-conductor cable ¦ Cut-off, S | 4m | Cable, three-conductor cable {GLO}¦ market for cable, three-conductor cable ¦ Cut-off, S | 5.3 | 21.2 |  | EcoInvent | EcoInvent: Cable, three-conductor cable {GLO}¦ market for cable, three-conductor cable ¦ Cut-off, S | m | Assume 4m of cable per outlet/lightswitch
Electrical Panel | structure | 200 amp, 30-space, 60-circuit | ea | USEEIO analysis for NAICS Code 335930/US (Wiring device manufacturing) and unit cost of $198 | 77.49238822 | 77.49238822 |  | USEEIO v2.1 | USEEIO v2.1: USEEIO analysis for NAICS Code 335930/US (Wiring device manufacturing) and unit cost of $198 | $USD | Price from cost data table.
Electrical Panel | structure | 200 amp, 40-space, 80-circuit | ea | USEEIO analysis for NAICS Code 335930/US (Wiring device manufacturing) and unit cost of $298 | 116.629958 | 116.629958 |  | USEEIO v2.1 | USEEIO v2.1: USEEIO analysis for NAICS Code 335930/US (Wiring device manufacturing) and unit cost of $298 | $USD | Price from cost data table.
Electrical Panel | structure | 200 amp, 30-space, 60-circuit | ea | USEEIO analysis for NAICS Code 335930/US (Wiring device manufacturing) and unit cost of $285 | 111.542074 | 111.542074 |  | USEEIO v2.1 | USEEIO v2.1: USEEIO analysis for NAICS Code 335930/US (Wiring device manufacturing) and unit cost of $285 | $USD | Price from cost data table.
Windows | structure | Aluminum Window Frame with Double Glazing glass | ea | (Window frame, aluminium, U=1.6 W/m2K {GLO}¦ market for window frame, aluminium, U=1.6 W/m2K ¦ Cut-off, S) + (Glazing, double, U<1.1 W/m2K {GLO}¦ market for glazing, double, U<1.1 W/m2K ¦ Cut-off, S) | 724.7 | 724.7 |  | EcoInvent | EcoInvent: (Window frame, aluminium, U=1.6 W/m2K {GLO}¦ market for window frame, aluminium, U=1.6 W/m2K ¦ Cut-off, S) + (Glazing, double, U<1.1 W/m2K {GLO}¦ market for glazing, double, U<1.1 W/m2K ¦ Cut-off, S) | m2 | Assume a window is 1m2
Windows | structure | PVC Window Frame with Double Glazing glass | ea | (Window frame, poly vinyl chloride, U=1.6 W/m2K {GLO}¦ market for window frame, poly vinyl chloride, U=1.6 W/m2K ¦ Cut-off, S) + (Glazing, double, U<1.1 W/m2K {GLO}¦ market for glazing, double, U<1.1 W/m2K ¦ Cut-off, S) | 334.7 | 334.7 |  | EcoInvent | EcoInvent: (Window frame, poly vinyl chloride, U=1.6 W/m2K {GLO}¦ market for window frame, poly vinyl chloride, U=1.6 W/m2K ¦ Cut-off, S) + (Glazing, double, U<1.1 W/m2K {GLO}¦ market for glazing, double, U<1.1 W/m2K ¦ Cut-off, S) | m2 | Assume a window is 1m2
Windows | structure | Wood-Metal Window Frame with Double Glazing glass | ea | (Window frame, wood-metal, U=1.6 W/m2K {GLO}¦ market for window frame, wood-metal, U=1.6 W/m2K ¦ Cut-off, S) + (Glazing, double, U<1.1 W/m2K {GLO}¦ market for glazing, double, U<1.1 W/m2K ¦ Cut-off, S) | 369.7 | 369.7 |  | EcoInvent | EcoInvent: (Window frame, wood-metal, U=1.6 W/m2K {GLO}¦ market for window frame, wood-metal, U=1.6 W/m2K ¦ Cut-off, S) + (Glazing, double, U<1.1 W/m2K {GLO}¦ market for glazing, double, U<1.1 W/m2K ¦ Cut-off, S) | m2 | Assume a window is 1m2
Windows | structure | Wood Window Frame with Double Glazing glass | ea | (Window frame, wood, U=1.5 W/m2K {GLO}¦ market for window frame, wood, U=1.5 W/m2K ¦ Cut-off, S) + (Glazing, double, U<1.1 W/m2K {GLO}¦ market for glazing, double, U<1.1 W/m2K ¦ Cut-off, S) | 210.7 | 210.7 |  | EcoInvent | EcoInvent: (Window frame, wood, U=1.5 W/m2K {GLO}¦ market for window frame, wood, U=1.5 W/m2K ¦ Cut-off, S) + (Glazing, double, U<1.1 W/m2K {GLO}¦ market for glazing, double, U<1.1 W/m2K ¦ Cut-off, S) | m2 | Assume a window is 1m2
Windows | structure | Aluminum Window Frame with Flat glass | ea | (Window frame, aluminium, U=1.6 W/m2K {GLO}¦ market for window frame, aluminium, U=1.6 W/m2K ¦ Cut-off, S) + (Flat glass, coated {RoW}¦ market for flat glass, coated ¦ Cut-off, S) | 688.24 | 688.24 |  | EcoInvent | EcoInvent: (Window frame, aluminium, U=1.6 W/m2K {GLO}¦ market for window frame, aluminium, U=1.6 W/m2K ¦ Cut-off, S) + (Flat glass, coated {RoW}¦ market for flat glass, coated ¦ Cut-off, S) | m2 | Assume a window is 1m2
Windows | structure | PVC Window Frame with Flat glass | ea | (Window frame, poly vinyl chloride, U=1.6 W/m2K {GLO}¦ market for window frame, poly vinyl chloride, U=1.6 W/m2K ¦ Cut-off, S) + (Flat glass, coated {RoW}¦ market for flat glass, coated ¦ Cut-off, S) | 298.24 | 298.24 |  | EcoInvent | EcoInvent: (Window frame, poly vinyl chloride, U=1.6 W/m2K {GLO}¦ market for window frame, poly vinyl chloride, U=1.6 W/m2K ¦ Cut-off, S) + (Flat glass, coated {RoW}¦ market for flat glass, coated ¦ Cut-off, S) | m2 | Assume a window is 1m2
Windows | structure | Wood-Metal Window Frame with Flat glass | ea | (Window frame, wood-metal, U=1.6 W/m2K {GLO}¦ market for window frame, wood-metal, U=1.6 W/m2K ¦ Cut-off, S) + (Flat glass, coated {RoW}¦ market for flat glass, coated ¦ Cut-off, S) | 333.24 | 333.24 |  | EcoInvent | EcoInvent: (Window frame, wood-metal, U=1.6 W/m2K {GLO}¦ market for window frame, wood-metal, U=1.6 W/m2K ¦ Cut-off, S) + (Flat glass, coated {RoW}¦ market for flat glass, coated ¦ Cut-off, S) | m2 | Assume a window is 1m2
Windows | structure | Wood Window Frame with Flat glass | ea | (Window frame, wood, U=1.5 W/m2K {GLO}¦ market for window frame, wood, U=1.5 W/m2K ¦ Cut-off, S) + (Flat glass, coated {RoW}¦ market for flat glass, coated ¦ Cut-off, S) | 174.24 | 174.24 |  | EcoInvent | EcoInvent: (Window frame, wood, U=1.5 W/m2K {GLO}¦ market for window frame, wood, U=1.5 W/m2K ¦ Cut-off, S) + (Flat glass, coated {RoW}¦ market for flat glass, coated ¦ Cut-off, S) | m2 | Assume a window is 1m2
Ceiling | structure | Gypsum Wallboard Regular (1/2") | ft2 | Gypsum Wallboard Regular (1/2") | 3.22E-01 | 0.322 |  | BEES 2.1 | BEES 2.1: Gypsum Wallboard Regular (1/2") | ft2
Ceiling | structure | Gypsum Wallboard Type X (5/8") | ft2 | Gypsum Wallboard Type X (5/8") | 4.36E-01 | 0.436 |  | BEES 2.1 | BEES 2.1: Gypsum Wallboard Type X (5/8") | ft2
Ceiling Paint | structure | Generic Virgin Latex Paint | ft2 | Generic Virgin Latex Paint | 0.205067768 | 0.205067768 |  | BEES 2.1 | BEES 2.1: Generic Virgin Latex Paint | ft2
Ceiling Paint | structure | Generic Reprocessed Latex Paint | ft2 | Generic Reprocessed Latex Paint | 0.095010164 | 0.095010164 |  | BEES 2.1 | BEES 2.1: Generic Reprocessed Latex Paint | ft2
Ceiling Paint | structure | Generic Consolidated Latex Paint | ft2 | Generic Consolidated Latex Paint | 0.156390784 | 0.156390784 |  | BEES 2.1 | BEES 2.1: Generic Consolidated Latex Paint | ft2
Ceiling Insulation | structure | Generic Blown Cellulose R-30 | ft2 | Generic Blown Cellulose R-30 | 0.126298059 | 0.126298059 |  | BEES 2.1 | BEES 2.1: Generic Blown Cellulose R-30 | ft2
Ceiling Insulation | structure | Generic Blown Cellulose R-38 | ft2 | Generic Blown Cellulose R-38 | 0.160025381 | 0.160025381 |  | BEES 2.1 | BEES 2.1: Generic Blown Cellulose R-38 | ft2
Ceiling Insulation | structure | Generic Blown Cellulose R-49 | ft2 | Generic Blown Cellulose R-49 | 0.20643035 | 0.20643035 |  | BEES 2.1 | BEES 2.1: Generic Blown Cellulose R-49 | ft2
Ceiling Insulation | structure | Generic Blown Cellulose R-60 | ft2 | Generic Blown Cellulose R-60 | 0.252763558 | 0.252763558 |  | BEES 2.1 | BEES 2.1: Generic Blown Cellulose R-60 | ft2
Ceiling Insulation | structure | Generic Fiberglass Batt R-30 | ft2 | Generic Fiberglass Batt R-30 | 0.289591301 | 0.289591301 |  | BEES 2.1 | BEES 2.1: Generic Fiberglass Batt R-30 | ft2
Ceiling Insulation | structure | Generic Fiberglass Batt R-38 | ft2 | Generic Fiberglass Batt R-38 | 0.389765437 | 0.389765437 |  | BEES 2.1 | BEES 2.1: Generic Fiberglass Batt R-38 | ft2
Ceiling Insulation | structure | Generic Fiberglass Batt R-49 | ft2 | Generic Fiberglass Batt R-49 | 0.477068035 | 0.477068035 |  | BEES 2.1 | BEES 2.1: Generic Fiberglass Batt R-49 | ft2
Ceiling Insulation | structure | Generic Fiberglass Batt R-60 | ft2 | Generic Fiberglass Batt R-60 | 0.575003642 | 0.575003642 |  | BEES 2.1 | BEES 2.1: Generic Fiberglass Batt R-60 | ft2
Ceiling Insulation | structure | Generic Blown Fiberglass R-30 | ft2 | Generic Blown Fiberglass R-30 | 0.487133411 | 0.487133411 |  | BEES 2.1 | BEES 2.1: Generic Blown Fiberglass R-30 | ft2
Ceiling Insulation | structure | Generic Blown Fiberglass R-38 | ft2 | Generic Blown Fiberglass R-38 | 0.616986467 | 0.616986467 |  | BEES 2.1 | BEES 2.1: Generic Blown Fiberglass R-38 | ft2
Ceiling Insulation | structure | Generic Blown Fiberglass R-49 | ft2 | Generic Blown Fiberglass R-49 | 0.795626645 | 0.795626645 |  | BEES 2.1 | BEES 2.1: Generic Blown Fiberglass R-49 | ft2
Ceiling Insulation | structure | Generic Blown Fiberglass R-60 | ft2 | Generic Blown Fiberglass R-60 | 0.974174597 | 0.974174597 |  | BEES 2.1 | BEES 2.1: Generic Blown Fiberglass R-60 | ft2
Ceiling Insulation | structure | Average Blown Mineral Wool R-30 | ft2 | Average Blown Mineral Wool R-30 | 0.454519245 | 0.454519245 |  | BEES 2.1 | BEES 2.1: Average Blown Mineral Wool R-30 | ft2
Ceiling Insulation | structure | Average Blown Mineral Wool R-38 | ft2 | Average Blown Mineral Wool R-38 | 0.59437132 | 0.59437132 |  | BEES 2.1 | BEES 2.1: Average Blown Mineral Wool R-38 | ft2
Ceiling Insulation | structure | Average Blown Mineral Wool R-49 | ft2 | Average Blown Mineral Wool R-49 | 0.769186414 | 0.769186414 |  | BEES 2.1 | BEES 2.1: Average Blown Mineral Wool R-49 | ft2
Ceiling Insulation | structure | Average Blown Mineral Wool R-60 | ft2 | Average Blown Mineral Wool R-60 | 0.909038489 | 0.909038489 |  | BEES 2.1 | BEES 2.1: Average Blown Mineral Wool R-60 | ft2
Roof Cover and underlayment combined | structure | Asphalt Shingles & 1 layer felt underlay | ft2 | Asphalt Shingles & 1 layer felt underlay | 0.594974033 | 0.594974033 |  | BEES 2.1 | BEES 2.1: Asphalt Shingles & 1 layer felt underlay | ft2
Roof Cover and underlayment combined | structure | Asphalt Shingles & 2 layers felt underlay | ft2 | Asphalt Shingles & 2 layers felt underlay | 0.625108249 | 0.625108249 |  | BEES 2.1 | BEES 2.1: Asphalt Shingles & 2 layers felt underlay | ft2
Roof Cover and underlayment combined | structure | Asphalt Shingles & fiberglass-felt underlay | ft2 | Asphalt Shingles & fiberglass-felt underlay | 0.622448396 | 0.622448396 |  | BEES 2.1 | BEES 2.1: Asphalt Shingles & fiberglass-felt underlay | ft2
Roof Cover and underlayment combined | structure | Asphalt Shingles & synthetic underlay | ft2 | Asphalt Shingles & synthetic underlay | 0.589045304 | 0.589045304 |  | BEES 2.1 | BEES 2.1: Asphalt Shingles & synthetic underlay | ft2
Roof Cover and underlayment combined | structure | Clay Tiles & 1 layer felt underlay | ft2 | Clay Tiles & 1 layer felt underlay | 1.778839847 | 1.778839847 |  | BEES 2.1 | BEES 2.1: Clay Tiles & 1 layer felt underlay | ft2
Roof Cover and underlayment combined | structure | Clay Tiles & 2 layers felt underlay | ft2 | Clay Tiles & 2 layers felt underlay | 1.818869813 | 1.818869813 |  | BEES 2.1 | BEES 2.1: Clay Tiles & 2 layers felt underlay | ft2
Roof Cover and underlayment combined | structure | Clay Tiles & fiberglass-felt underlay | ft2 | Clay Tiles & fiberglass-felt underlay | 1.787249159 | 1.787249159 |  | BEES 2.1 | BEES 2.1: Clay Tiles & fiberglass-felt underlay | ft2
Roof Cover and underlayment combined | structure | Clay Tiles & synthetic underlay | ft2 | Clay Tiles & synthetic underlay | 1.542327064 | 1.542327064 |  | BEES 2.1 | BEES 2.1: Clay Tiles & synthetic underlay | ft2
Roof Sheathing | structure | 3/8" OSB sheathing - roof | ft2 | 3/8" OSB sheathing - roof | 3.43E-01 | 0.343 |  | BEES 2.1 | BEES 2.1: 3/8" OSB sheathing - roof | ft2
Roof Sheathing | structure | 3/8" Plywood sheathing - roof | ft2 | 3/8" Plywood sheathing - roof | 3.15E-01 | 0.315 |  | BEES 2.1 | BEES 2.1: 3/8" Plywood sheathing - roof | ft2
Facade | structure | Generic Brick & Mortar | ft2 | Generic Brick & Mortar | 3.368067977 | 0 | 3.3681 | BEES 2.1 | BEES 2.1: Generic Brick & Mortar | ft2
Facade | structure | Anonymous Brick & Mortar Product 1 | ft2 | Anonymous Brick & Mortar Product 1 | 3.483650077 | 0 | 3.4837 | BEES 2.1 | BEES 2.1: Anonymous Brick & Mortar Product 1 | ft2
Facade | structure | Anonymous Brick & Mortar Product 2 | ft2 | Anonymous Brick & Mortar Product 2 | 3.622013697 | 0 | 3.622 | BEES 2.1 | BEES 2.1: Anonymous Brick & Mortar Product 2 | ft2
Facade | structure | Generic Aluminum Siding | ft2 | Generic Aluminum Siding | 0.585697938 | 0 | 0.5857 | BEES 2.1 | BEES 2.1: Generic Aluminum Siding | ft2
Facade | structure | CertainTeed Vinyl Siding | ft2 | CertainTeed Vinyl Siding | 0.528034163 | 0 | 0.52803 | BEES 2.1 | BEES 2.1: CertainTeed Vinyl Siding | ft2
Facade | structure | CertainTeed Cedar Impressions Siding | ft2 | CertainTeed Cedar Impressions Siding | 0.829223669 | 0.82922 |  | BEES 2.1 | BEES 2.1: CertainTeed Cedar Impressions Siding | ft2
Facade | structure | CertainTeed WeatherBoards Siding | ft2 | CertainTeed WeatherBoards Siding | 1.76036933 | 1.7604 |  | BEES 2.1 | BEES 2.1: CertainTeed WeatherBoards Siding | ft2
Facade | structure | CertainTeed RecycledContentWeatherBoards | ft2 | CertainTeed RecycledContentWeatherBoards | 1.429562916 | 1.4296 |  | BEES 2.1 | BEES 2.1: CertainTeed RecycledContentWeatherBoards | ft2
Facade | structure | Generic Stucco Traditional (Residential) | ft2 | Generic Stucco Traditional (Residential) | 1.729229549 | 1.7292 |  | BEES 2.1 | BEES 2.1: Generic Stucco Traditional (Residential) | ft2
Facade | structure | Generic Cedar Siding | ft2 | Generic Cedar Siding | 1.055966894 | 1.056 |  | BEES 2.1 | BEES 2.1: Generic Cedar Siding | ft2
Facade | structure | Average Vinyl Siding | ft2 | Average Vinyl Siding | 0.495670735 | 0 | 0.49567 | BEES 2.1 | BEES 2.1: Average Vinyl Siding | ft2
Facade | structure | Average Polypropylene Siding | ft2 | Average Polypropylene Siding | 1.250203837 | 0 | 1.2502 | BEES 2.1 | BEES 2.1: Average Polypropylene Siding | ft2
Facade | structure | Dryvit EIFS Cladding Outsulation MD (CA) | ft2 | Dryvit EIFS Cladding Outsulation MD (CA) | 0.919439233 | 0 | 0.91944 | BEES 2.1 | BEES 2.1: Dryvit EIFS Cladding Outsulation MD (CA) | ft2
Facade | structure | Generic Stucco (1-Coat) Insulated Siding | ft2 | Generic Stucco (1-Coat) Insulated Siding | 1.708920107 | 1.7089 |  | BEES 2.1 | BEES 2.1: Generic Stucco (1-Coat) Insulated Siding | ft2
Facade | structure | Average Insulated Vinyl Siding | ft2 | Average Insulated Vinyl Siding | 0.633425475 | 0 | 0.63343 | BEES 2.1 | BEES 2.1: Average Insulated Vinyl Siding | ft2
Facade | structure | CertainTeed Recycled Content CedarBoards | ft2 | CertainTeed Recycled Content CedarBoards | 0.424825153 | 0.42483 |  | BEES 2.1 | BEES 2.1: CertainTeed Recycled Content CedarBoards | ft2
Facade | structure | Dryvit EIFS Cladding Outsulation Plus (CA) | ft2 | Dryvit EIFS Cladding Outsulation Plus (CA) | 1.185756249 | 0 | 1.1858 | BEES 2.1 | BEES 2.1: Dryvit EIFS Cladding Outsulation Plus (CA) | ft2
Exterior Wall Sheathing | structure | 3/8" OSB sheathing - roof | ft2 | 3/8" OSB sheathing - roof | 3.43E-01 | 0.343 |  | BEES 2.1 | BEES 2.1: 3/8" OSB sheathing - roof | ft2
Exterior Wall Sheathing | structure | 3/8" Plywood sheathing - roof | ft2 | 3/8" Plywood sheathing - roof | 3.15E-01 | 0.315 |  | BEES 2.1 | BEES 2.1: 3/8" Plywood sheathing - roof | ft2
Bookcase | contents |  | ea | Furniture, wooden {GLO}¦ market for furniture, wooden ¦ Cut-off, S | 2.12 |  |  | EcoInvent | EcoInvent: Furniture, wooden {GLO}¦ market for furniture, wooden ¦ Cut-off, S | kg
Books | contents | Paperback books | ea | Printed paper, offset {GLO}¦ market for printed paper, offset ¦ Cut-off, S | 3 | 1.5 |  | EcoInvent | EcoInvent: Printed paper, offset {GLO}¦ market for printed paper, offset ¦ Cut-off, S | kg | Assume a typical paperback book weighs 0.5 kg
Entertainment Center | contents |  | ea | Furniture, wooden {GLO}¦ market for furniture, wooden ¦ Cut-off, S | 2.12 |  |  | EcoInvent | EcoInvent: Furniture, wooden {GLO}¦ market for furniture, wooden ¦ Cut-off, S | kg
Couch/Sofa | contents |  | ea | [5 empty] | :
Coffee Table/End Table | contents |  | ea | Furniture, wooden {GLO}¦ market for furniture, wooden ¦ Cut-off, S | 2.12 |  |  | EcoInvent | EcoInvent: Furniture, wooden {GLO}¦ market for furniture, wooden ¦ Cut-off, S | kg
Lamps | contents |  | ea | [5 empty] | :
Blinds | contents |  | ea | [5 empty] | :
Curtains/Drapes | contents |  | ea | [5 empty] | :
A/V equipment | contents |  | ea | [5 empty] | :
Television | contents |  | ea | Television {GLO}¦ market for television ¦ Cut-off, S | 377 | 377 |  | EcoInvent | EcoInvent: Television {GLO}¦ market for television ¦ Cut-off, S | ea
Dinner Table | contents |  | ea | Furniture, wooden {GLO}¦ market for furniture, wooden ¦ Cut-off, S | 2.12 |  |  | EcoInvent | EcoInvent: Furniture, wooden {GLO}¦ market for furniture, wooden ¦ Cut-off, S | kg
Dinner Chair | contents |  | ea | Furniture, wooden {GLO}¦ market for furniture, wooden ¦ Cut-off, S | 2.12 |  |  | EcoInvent | EcoInvent: Furniture, wooden {GLO}¦ market for furniture, wooden ¦ Cut-off, S | kg
China Cabinet/Buffet | contents |  | ea | Furniture, wooden {GLO}¦ market for furniture, wooden ¦ Cut-off, S | 2.12 |  |  | EcoInvent | EcoInvent: Furniture, wooden {GLO}¦ market for furniture, wooden ¦ Cut-off, S | kg
Small Kitchen Appliances | contents |  | ea | [5 empty] | :
Bed Frame | contents |  | ea | Furniture, wooden {GLO}¦ market for furniture, wooden ¦ Cut-off, S | 2.12 |  |  | EcoInvent | EcoInvent: Furniture, wooden {GLO}¦ market for furniture, wooden ¦ Cut-off, S | kg
Box Spring and Mattress | contents | Mattress without box spring | ea | Mattress {GLO}¦ market for mattress ¦ Cut-off, S | 153 | 153 |  | EcoInvent | EcoInvent: Mattress {GLO}¦ market for mattress ¦ Cut-off, S | ea
Box Spring and Mattress | contents | Mattress with box spring | ea | Mattress {GLO}¦ market for mattress ¦ Cut-off, S | 306 | 306 |  | EcoInvent | EcoInvent: Mattress {GLO}¦ market for mattress ¦ Cut-off, S | ea
Bedding | contents |  | ea | [5 empty] | :
Chest of Drawers/Dresser | contents |  | ea | Furniture, wooden {GLO}¦ market for furniture, wooden ¦ Cut-off, S | 2.12 |  |  | EcoInvent | EcoInvent: Furniture, wooden {GLO}¦ market for furniture, wooden ¦ Cut-off, S | kg
Night stand | contents |  | ea | Furniture, wooden {GLO}¦ market for furniture, wooden ¦ Cut-off, S | 2.12 |  |  | EcoInvent | EcoInvent: Furniture, wooden {GLO}¦ market for furniture, wooden ¦ Cut-off, S | kg
Bedroom Television | contents |  | ea | [5 empty] | :
Desk | contents |  | ea | Furniture, wooden {GLO}¦ market for furniture, wooden ¦ Cut-off, S | 2.12 |  |  | EcoInvent | EcoInvent: Furniture, wooden {GLO}¦ market for furniture, wooden ¦ Cut-off, S | kg
Computer | contents |  | ea | [5 empty] | :
Clothing | contents |  | ea | [5 empty] | :
Towels/Linens | contents |  | ea | [5 empty] | :

## Cost_LCA_Coupled
component | type | group_weight | material_group | product_weight | product | functional_unit | kg_co2e_source | kg_co2e_fu | unit_cost | total_cost | total_cost_inc_op | ghg_source | rs_means_category | ghg_source_unit | ghg_note | cost_source_unit | cost_note | note
Underfloor Insulation | structure |  | Blown or Loose-Fill Insulation |  | Generic Blown Cellulose R-30 | ft2 | 0.126298059 | 0.126298059 | 0.64 | 1.15 | 1.42 | BEES 2.1: Generic Blown Cellulose R-30 | 07 21 26.10 Blown Insulation | ft2 |  | ft2
Underfloor Insulation | structure |  | Blown or Loose-Fill Insulation |  | Generic Blown Cellulose R-38 | ft2 | 0.160025381 | 0.160025381 | 0.82 | 1.57 | 1.93 | BEES 2.1: Generic Blown Cellulose R-38 | 07 21 26.10 Blown Insulation | ft2 |  | ft2
Underfloor Insulation | structure |  | Blown or Loose-Fill Insulation |  | Generic Blown Cellulose R-49 | ft2 | 0.20643035 | 0.20643035 | 0.89 | 1.67 | 2.07 | BEES 2.1: Generic Blown Cellulose R-49 | 07 21 26.10 Blown Insulation | ft2 |  | ft2
Underfloor Insulation | structure |  | Blown or Loose-Fill Insulation |  | Generic Blown Cellulose R-60 | ft2 | 0.252763558 | 0.252763558 | 1.28 | 2.3 | 2.84 | BEES 2.1: Generic Blown Cellulose R-60 | 07 21 26.10 Blown Insulation | ft2 |  | ft2
Underfloor Insulation | structure |  | Blanket Insulation |  | Generic Fiberglass Batt R-30 | ft2 | 0.289591301 | 0.289591301 | 1 | 1.62 | 2.11 | BEES 2.1: Generic Fiberglass Batt R-30 | 07 21 16.10 Blanket Insulation for Floors/Ceilings | ft2 |  | ft2
Underfloor Insulation | structure |  | Blanket Insulation |  | Generic Fiberglass Batt R-38 | ft2 | 0.389765437 | 0.389765437 | 1.58 | 2.23 | 2.8 | BEES 2.1: Generic Fiberglass Batt R-38 | 07 21 16.10 Blanket Insulation for Floors/Ceilings | ft2 |  | ft2
Underfloor Insulation | structure |  | Blanket Insulation |  | Generic Fiberglass Batt R-49 | ft2 | 0.477068035 | 0.477068035 | 1.93 | 3.17 | 4.14 | BEES 2.1: Generic Fiberglass Batt R-49 | 07 21 16.10 Blanket Insulation for Floors/Ceilings | ft2 |  | ft2
Underfloor Insulation | structure |  | Blanket Insulation |  | Generic Fiberglass Batt R-60 | ft2 | 0.575003642 | 0.575003642 | 2 | 3.24 | 4.22 | BEES 2.1: Generic Fiberglass Batt R-60 | 07 21 16.10 Blanket Insulation for Floors/Ceilings | ft2 |  | ft2
Underfloor Insulation | structure |  | Blown or Loose-Fill Insulation |  | Generic Blown Fiberglass R-30 | ft2 | 0.487133411 | 0.487133411 | 0.7 | 1.65 | 2.1 | BEES 2.1: Generic Blown Fiberglass R-30 | 07 21 26.10 Blown Insulation | ft2 |  | ft2
Underfloor Insulation | structure |  | Blown or Loose-Fill Insulation |  | Generic Blown Fiberglass R-38 | ft2 | 0.616986467 | 0.616986467 | 0.9 | 2.07 | 2.6 | BEES 2.1: Generic Blown Fiberglass R-38 | 07 21 26.10 Blown Insulation | ft2 |  | ft2
Underfloor Insulation | structure |  | Blown or Loose-Fill Insulation |  | Generic Blown Fiberglass R-49 | ft2 | 0.795626645 | 0.795626645 | 1.18 | 2.63 | 3.31 | BEES 2.1: Generic Blown Fiberglass R-49 | 07 21 26.10 Blown Insulation | ft2 |  | ft2
Underfloor Insulation | structure |  | Blown or Loose-Fill Insulation |  | Generic Blown Fiberglass R-60 | ft2 | 0.974174597 | 0.974174597 | 1.4 | 3.3 | 4.2 | BEES 2.1: Generic Blown Fiberglass R-60 | 07 21 26.10 Blown Insulation | ft2 |  | ft2
Underfloor Insulation | structure |  | Foam Board Insulation |  | Polystyrene Foam Board R-4-5 | ft2 | 4.03 | 0.251875 | 0.34 | 0.79 | 1.11 | EcoInvent: Polystyrene foam slab {GLO}¦ market for polystyrene foam slab ¦ Cut-off, S | 07 21 13.13 Foam Board Insulation | kg | 32 sqft. Board weighs 2kg (https://www.homedepot.com/p/Owens-Corning-FOAMULAR-NGX-F-150-1-in-x-4-ft-x-8-ft-SSE-R-5-XPS-Rigid-Foam-Board-Insulation-20WENGX/315197840) | ft2 |  | cost is for R4, ghg is for R5
Underfloor Insulation | structure |  | Foam Board Insulation |  | Polystyrene Foam Board R-8-10 | ft2 | 4.03 | 0.44078125 | 0.68 | 1.14 | 1.5 | EcoInvent: Polystyrene foam slab {GLO}¦ market for polystyrene foam slab ¦ Cut-off, S | 07 21 13.13 Foam Board Insulation | kg | 32 sqft. Board weighs 3.5kg (https://www.homedepot.com/p/Owens-Corning-FOAMULAR-NGX-F-250-2-in-x-4-ft-x-8-ft-SSE-R-10-XPS-Rigid-Foam-Board-Insulation-52DDNGX/315197962) | ft2 |  | cost is for R8, ghg is for R10
Underfloor Insulation | structure |  | Blown or Loose-Fill Insulation |  | Average Blown Mineral Wool R-30 | ft2 | 0.454519245 | 0.454519245 | 0.75 | 2.04 | 2.93 | BEES 2.1: Average Blown Mineral Wool R-30 | 07 21 23.10 Poured Loose-Fill Insulation | ft3 | R3 per inch | ft2
Underfloor Insulation | structure |  | Blown or Loose-Fill Insulation |  | Average Blown Mineral Wool R-38 | ft2 | 0.59437132 | 0.59437132 | 0.95 | 2.5861 | 3.705 | BEES 2.1: Average Blown Mineral Wool R-38 | 07 21 23.10 Poured Loose-Fill Insulation | ft3 | R3 per inch | ft2
Underfloor Insulation | structure |  | Blown or Loose-Fill Insulation |  | Average Blown Mineral Wool R-49 | ft2 | 0.769186414 | 0.769186414 | 1.225 | 3.3347 | 4.7775 | BEES 2.1: Average Blown Mineral Wool R-49 | 07 21 23.10 Poured Loose-Fill Insulation | ft3 | R3 per inch | ft2
Underfloor Insulation | structure |  | Blown or Loose-Fill Insulation |  | Average Blown Mineral Wool R-60 | ft2 | 0.909038489 | 0.909038489 | 1.5 | 4.08 | 5.86 | BEES 2.1: Average Blown Mineral Wool R-60 | 07 21 23.10 Poured Loose-Fill Insulation | ft3 | R3 per inch | ft2
Underfloor Ductwork | structure |  | Steel |  | Steel rectangular duct, 2.5lb (1.14kg) per foot | ft | 2.34 | 2.6676 | 1.875 | 11.5 | 18 | LCACommons: NREL/USLCI - Galvanized steel coil, coated, at plant | 23 31 13.13 Rectangular Metal Ducts | kg | https://www.lcacommons.gov/lca-collaboration/National_Renewable_Energy_Laboratory/USLCI_Database_Public/dataset/PROCESS/41ecdfe1-8026-3373-96c4-ee1921f2525c | lb |  | https://hvacguideguys.com/how-much-does-hvac-duct-weight/
Underfloor Ductwork | structure |  | Steel |  | Steel rectangular duct, 3.5lb (2.04kg) per foot | ft | 2.34 | 4.7736 | 2.625 | 16.1 | 25.2 | LCACommons: NREL/USLCI - Galvanized steel coil, coated, at plant | 23 31 13.13 Rectangular Metal Ducts | kg | https://www.lcacommons.gov/lca-collaboration/National_Renewable_Energy_Laboratory/USLCI_Database_Public/dataset/PROCESS/41ecdfe1-8026-3373-96c4-ee1921f2525c | lb |  | https://hvacguideguys.com/how-much-does-hvac-duct-weight/
Underfloor Ductwork | structure |  | Steel |  | Steel rectangular duct, 4.5lb (2.04kg) per foot | ft | 2.34 | 4.7736 | 3.375 | 20.7 | 32.4 | LCACommons: NREL/USLCI - Galvanized steel coil, coated, at plant | 23 31 13.13 Rectangular Metal Ducts | kg | https://www.lcacommons.gov/lca-collaboration/National_Renewable_Energy_Laboratory/USLCI_Database_Public/dataset/PROCESS/41ecdfe1-8026-3373-96c4-ee1921f2525c | lb |  | https://hvacguideguys.com/how-much-does-hvac-duct-weight/
Underfloor Ductwork | structure |  | Aluminum |  | Aluminum rectangular duct, 1.2lb (0.55kg) per foot | ft | 4.75 | 2.6125 | 2.304 | 16.464 | 25.8 | LCA Commons: NREL/USLCI - Aluminum, sheet, coated, at plant | 23 31 13.13 Rectangular Metal Ducts | kg | https://www.lcacommons.gov/lca-collaboration/National_Renewable_Energy_Laboratory/USLCI_Database_Public/dataset/PROCESS/0f02f4bf-055b-35ff-ac40-1a21be06165f | lb |  | https://hvacguideguys.com/how-much-does-hvac-duct-weight/
Underfloor Ductwork | structure |  | Aluminum |  | Aluminum rectangular duct, 2lb (.91kg) per foot | ft | 4.75 | 4.3225 | 3.84 | 27.44 | 43 | LCA Commons: NREL/USLCI - Aluminum, sheet, coated, at plant | 23 31 13.13 Rectangular Metal Ducts | kg | https://www.lcacommons.gov/lca-collaboration/National_Renewable_Energy_Laboratory/USLCI_Database_Public/dataset/PROCESS/0f02f4bf-055b-35ff-ac40-1a21be06165f | lb |  | https://hvacguideguys.com/how-much-does-hvac-duct-weight/
Underfloor Ductwork | structure |  | Aluminum |  | Aluminum rectangular duct, 2.8lb (1.27kg) per foot | ft | 4.75 | 6.0325 | 5.376 | 38.416 | 60.2 | LCA Commons: NREL/USLCI - Aluminum, sheet, coated, at plant | 23 31 13.13 Rectangular Metal Ducts | kg | https://www.lcacommons.gov/lca-collaboration/National_Renewable_Energy_Laboratory/USLCI_Database_Public/dataset/PROCESS/0f02f4bf-055b-35ff-ac40-1a21be06165f | lb |  | https://hvacguideguys.com/how-much-does-hvac-duct-weight/
Heating/Cooling Unit or HVAC | structure |  | Furnace |  | Wood fired furnace, 24" long firebox | ea | 2460 | 2460 | 6375 | 6527 | 7250 | EcoInvent: Furnace, logs, 30kW {GLO}¦ market for furnace, logs, 30kW ¦ Cut-off, S | 23 54 16.21 Solid Fuel-Fired Furnaces | ea |  | ea
Heating/Cooling Unit or HVAC | structure |  | Furnace |  | Wood furnace, 6kW | ea | 439 | 439 | 6375 | 6527 | 7250 | Furnace, logs, 6kW {RoW}¦ market for furnace, logs, 6kW ¦ Cut-off, S | 23 54 16.21 Solid Fuel-Fired Furnaces | ea |  | ea
Heating/Cooling Unit or HVAC | structure |  | Furnace |  | Pellet furnace, 15kW | ea | 3580 | 3580 | 6375 | 6527 | 7250 | Furnace, pellet, 15kW {GLO}¦ market for furnace, pellet, 15kW ¦ Cut-off, S | 23 54 16.21 Solid Fuel-Fired Furnaces | ea |  | ea
Heating/Cooling Unit or HVAC | structure |  | Furnace |  | Pellet furnace, 50kW | ea | 6680 | 6680 | 6375 | 6527 | 7250 | Furnace, pellet, 50kW {GLO}¦ market for furnace, pellet, 50kW ¦ Cut-off, S | 23 54 16.21 Solid Fuel-Fired Furnaces | ea |  | ea
Heating/Cooling Unit or HVAC | structure |  | Furnace |  | Pellet furnace, 25kW | ea | 2190 | 2190 | 6375 | 6527 | 7250 | Furnace, pellet, 25kW {GLO}¦ market for furnace, pellet, 25kW ¦ Cut-off, S | 23 54 16.21 Solid Fuel-Fired Furnaces | ea |  | ea
Heating/Cooling Unit or HVAC | structure |  | Furnace |  | Pellet furnace, 9kW | ea | 683 | 683 | 6375 | 6527 | 7250 | Furnace, pellet, 9kW {GLO}¦ market for furnace, pellet, 9kW ¦ Cut-off, S | 23 54 16.21 Solid Fuel-Fired Furnaces | ea |  | ea
Wood Subfloor | structure |  | Plywood |  | Plywood, CDX 1/2", Pneumatic nailed | ft2 | 690 | 0.81445 | 1.16 | 1.49 | 1.81 | EcoInvent: Plywood {RoW}¦ market for plywood ¦ Cut-off, S | 06 16 23.10 Subfloor | m3
Wood Subfloor | structure |  | Plywood |  | Plywood, CDX 5/8", Pneumatic nailed | ft2 | 690 | 1.0181 | 1.37 | 1.74 | 2.11 | EcoInvent: Plywood {RoW}¦ market for plywood ¦ Cut-off, S | 06 16 23.10 Subfloor | m3
Wood Subfloor | structure |  | Plywood |  | Plywood, CDX 3/4", Pneumatic nailed | ft2 | 690 | 1.2217 | 1.71 | 2.11 | 2.53 | EcoInvent: Plywood {RoW}¦ market for plywood ¦ Cut-off, S | 06 16 23.10 Subfloor | m3
Wood Subfloor | structure |  | Plywood |  | Plywood, CDX 1/2", Pneumatic nailed | ft2 | 0.315 | 0.42 | 1.16 | 1.49 | 1.81 | BEES 2.1: 3/8" Plywood sheathing - roof | 06 16 23.10 Subfloor | ft2
Wood Subfloor | structure |  | Plywood |  | Plywood, CDX 5/8", Pneumatic nailed | ft2 | 0.315 | 0.525 | 1.37 | 1.74 | 2.11 | BEES 2.1: 3/8" Plywood sheathing - roof | 06 16 23.10 Subfloor | ft2
Wood Subfloor | structure |  | Plywood |  | Plywood, CDX 3/4", Pneumatic nailed | ft2 | 0.315 | 0.63 | 1.71 | 2.11 | 2.53 | BEES 2.1: 3/8" Plywood sheathing - roof | 06 16 23.10 Subfloor | ft2
Wood Subfloor | structure |  | OSB |  | OSB, 5/8" | ft2 | 332 | 0.48985 | 0.81 | 1.27 | 1.65 | EcoInvent: Oriented strand board {RoW}¦ market for oriented strand board ¦ Cut-off, S | 06 16 23.10 Subfloor | m3
Wood Subfloor | structure |  | OSB |  | OSB, 3/4" | ft2 | 332 | 0.58782 | 0.83 | 1.33 | 1.73 | EcoInvent: Oriented strand board {RoW}¦ market for oriented strand board ¦ Cut-off, S | 06 16 23.10 Subfloor | m3
Wood Subfloor | structure |  | OSB |  | OSB, 5/8" | ft2 | 0.343 | 0.57167 | 0.81 | 1.27 | 1.65 | BEES 2.1: 3/8" OSB sheathing - roof | 06 16 23.10 Subfloor | ft2
Wood Subfloor | structure |  | OSB |  | OSB, 3/4" | ft2 | 0.343 | 0.686 | 0.83 | 1.33 | 1.73 | BEES 2.1: 3/8" OSB sheathing - roof | 06 16 23.10 Subfloor | ft2
Finished Floor Underlayment | structure |  | Plywood |  | Plywood, underlayment grade 1/4", Pneumatic nailed | ft2 | 690 | 0.40722 | 1.38 | 1.71 | 2.05 | EcoInvent: Plywood {RoW}¦ market for plywood ¦ Cut-off, S | 06 16 26.10 Wood Product Underlayment | m3
Finished Floor Underlayment | structure |  | Plywood |  | Plywood, underlayment grade 3/8", Pneumatic nailed | ft2 | 690 | 0.61084 | 1.53 | 1.86 | 2.22 | EcoInvent: Plywood {RoW}¦ market for plywood ¦ Cut-off, S | 06 16 26.10 Wood Product Underlayment | m3
Finished Floor Underlayment | structure |  | Plywood |  | Plywood, underlayment grade 1/2", Pneumatic nailed | ft2 | 690 | 0.81445 | 2 | 2.34 | 2.76 | EcoInvent: Plywood {RoW}¦ market for plywood ¦ Cut-off, S | 06 16 26.10 Wood Product Underlayment | m3
Finished Floor Underlayment | structure |  | Plywood |  | Plywood, underlayment grade 5/8", Pneumatic nailed | ft2 | 690 | 1.0181 | 2.12 | 2.48 | 2.91 | EcoInvent: Plywood {RoW}¦ market for plywood ¦ Cut-off, S | 06 16 26.10 Wood Product Underlayment | m3
Finished Floor Underlayment | structure |  | Plywood |  | Plywood, underlayment grade 3/4", Pneumatic nailed | ft2 | 690 | 1.2217 | 2.59 | 2.97 | 3.47 | EcoInvent: Plywood {RoW}¦ market for plywood ¦ Cut-off, S | 06 16 26.10 Wood Product Underlayment | m3
Finished Floor Underlayment | structure |  | Plywood |  | Plywood, underlayment grade 1/4", Pneumatic nailed | ft2 | 0.315 | 0.21 | 1.38 | 1.71 | 2.05 | BEES 2.1: 3/8" Plywood sheathing - roof | 06 16 26.10 Wood Product Underlayment | ft2
Finished Floor Underlayment | structure |  | Plywood |  | Plywood, underlayment grade 3/8", Pneumatic nailed | ft2 | 0.315 | 0.315 | 1.53 | 1.86 | 2.22 | BEES 2.1: 3/8" Plywood sheathing - roof | 06 16 26.10 Wood Product Underlayment | ft2
Finished Floor Underlayment | structure |  | Plywood |  | Plywood, underlayment grade 1/2", Pneumatic nailed | ft2 | 0.315 | 0.42 | 2 | 2.34 | 2.76 | BEES 2.1: 3/8" Plywood sheathing - roof | 06 16 26.10 Wood Product Underlayment | ft2
Finished Floor Underlayment | structure |  | Plywood |  | Plywood, underlayment grade 5/8", Pneumatic nailed | ft2 | 0.315 | 0.525 | 2.12 | 2.48 | 2.91 | BEES 2.1: 3/8" Plywood sheathing - roof | 06 16 26.10 Wood Product Underlayment | ft2
Finished Floor Underlayment | structure |  | Plywood |  | Plywood, underlayment grade 3/4", Pneumatic nailed | ft2 | 0.315 | 0.63 | 2.59 | 2.97 | 3.47 | BEES 2.1: 3/8" Plywood sheathing - roof | 06 16 26.10 Wood Product Underlayment | ft2
Finished Floor Underlayment | structure |  | Particle Board |  | Particle board, 3/8", Pneumatic nailed | ft2 | 178 | 0.15758 | 0.75 | 1.08 | 1.37 | Fibreboard, soft {RoW}¦ market for fibreboard, soft ¦ Cut-off, S | 06 16 26.10 Wood Product Underlayment | m3
Finished Floor Underlayment | structure |  | Particle Board |  | Particle board, 1/2", Pneumatic nailed | ft2 | 178 | 0.2101 | 0.78 | 1.12 | 1.42 | Fibreboard, soft {RoW}¦ market for fibreboard, soft ¦ Cut-off, S | 06 16 26.10 Wood Product Underlayment | m3
Finished Floor Underlayment | structure |  | Particle Board |  | Particle board, 5/8", Pneumatic nailed | ft2 | 178 | 0.26263 | 0.81 | 1.17 | 1.47 | Fibreboard, soft {RoW}¦ market for fibreboard, soft ¦ Cut-off, S | 06 16 26.10 Wood Product Underlayment | m3
Finished Floor Underlayment | structure |  | Particle Board |  | Particle board, 3/4", Pneumatic nailed | ft2 | 178 | 0.31516 | 0.83 | 1.21 | 1.53 | Fibreboard, soft {RoW}¦ market for fibreboard, soft ¦ Cut-off, S | 06 16 26.10 Wood Product Underlayment | m3
Finished Floor Underlayment | structure |  | Hardboard |  | Hardboard, underlayment grade, .215" | ft2 | 2127 | 1.0796 | 1.12 | 1.53 | 1.9 | NREL/USLCI: Hardboard, at hardboard plant | 06 16 26.10 Wood Product Underlayment | m3 | Assume 1000kg/m3 (source says density ranges from 800-1100). Choosing value closer to high end assuming underlayment grade means higher density
Finished Floor | structure |  | Wood |  | Fir, vertical grain, grade B & better | ft2 | -0.25453343 | -0.25453343 | 6.25 | 7.46 | 8.8 | BEES 2.1: Average Hardwood | 09 64 29.10 Wood [Flooring] | ft2 |  | ft2
Finished Floor | structure |  | Wood |  | Maple, strip, select | ft2 | -0.25453343 | -0.25453343 | 6.25 | 8.07 | 9.8 | BEES 2.1: Average Hardwood | 09 64 29.10 Wood [Flooring] | ft2 |  | ft2
Finished Floor | structure |  | Wood |  | Oak, white or red, #1 common | ft2 | -0.25453343 | -0.25453343 | 8.15 | 9.97 | 11.9 | BEES 2.1: Average Hardwood | 09 64 29.10 Wood [Flooring] | ft2 |  | ft2
Finished Floor | structure |  | Terrazzo |  | Portland Cement Terrazzo Floor Tile, 1" thick, 12"x12" | ft2 | 3.187057132 | 3.187057132 | 30.5 | 39.85 | 49 | BEES 2.1: Generic Terrazzo | 09 66 16.13 Portland Cement Terrazzo Floor Tile | ft2
Finished Floor | structure |  | Tile |  | Ceramic tiles, recycled glass, standard colors, 2" x 2" thru 6" x 6" | ft2 | 1.619582845 | 1.619582845 | 14.8 | 17.64 | 21 | BEES 2.1: Average Ceramic Tile | 09 31 13.10 Thin-Set Ceramic Tile | ft2
Finished Floor | structure |  | Tile |  | Ceramic tiles, recycled glass, standard colors, 12" x 12" | ft2 | 1.619582845 | 1.619582845 | 25 | 28.38 | 33 | BEES 2.1: Average Ceramic Tile | 09 31 13.10 Thin-Set Ceramic Tile | ft2
Finished Floor | structure |  | Tile |  | Marble, thin gauge tile, 3/8", white carara | ft2 | 2.70961955 | 2.70961955 | 7.85 | 16.85 | 23 | BEES 2.1: Generic Marble Tile | 09 63 40.10 Marble | ft2
Finished Floor | structure |  | Tile |  | Marble, 3/8", thin set, floors | ft2 | 2.70961955 | 2.70961955 | 1 | 10 | 15.5 | BEES 2.1: Generic Marble Tile | 09 63 40.10 Marble | ft2
Finished Floor | structure |  | Cork |  | Cork tile, standard finish, 1/8" | ft2 | 0.874577429 | 0.874577429 | 3.72 | 4.69 | 5.65 | BEES 2.1: Generic Cork Plank | 09 62 29.10 Cork Tile Flooring | ft2
Finished Floor | structure |  | Cork |  | Cork tile, standard finish, 3/16" | ft2 | 0.874577429 | 0.874577429 | 5.4 | 6.37 | 7.5 | BEES 2.1: Generic Cork Plank | 09 62 29.10 Cork Tile Flooring | ft2
Finished Floor | structure |  | Cork |  | Cork tile, standard finish, 5/16" | ft2 | 0.874577429 | 0.874577429 | 4.76 | 5.73 | 6.8 | BEES 2.1: Generic Cork Plank | 09 62 29.10 Cork Tile Flooring | ft2
Finished Floor | structure |  | Cork |  | Cork tile, standard finish, 1/2" | ft2 | 0.874577429 | 0.874577429 | 5.15 | 6.12 | 7.25 | BEES 2.1: Generic Cork Plank | 09 62 29.10 Cork Tile Flooring | ft2
Finished Floor | structure |  | Synthetic |  | Floating floor, laminate, wood pattern strip, complete | ft2 |  |  | 6.4 | 8.19 | 9.95 |  | 09 62 19.10 Floating Floor
Finished Floor | structure |  | Synthetic |  | Linoleum, sheet goods | ft2 | 0.843276986 | 0.843276986 | 4.07 | 4.92 | 5.85 | BEES 2.1: Forbo Marmoleum - 2.5 mm | 09 65 16.10 Rubber and Vinyl Sheet Flooring | ft2
Finished Floor | structure |  | Synthetic |  | Linoleum, sheet goods | ft2 | 0.742869023 | 0.742869023 | 4.07 | 4.92 | 5.85 | BEES 2.1: Forbo Marmoleum - 2.0 mm | 09 65 16.10 Rubber and Vinyl Sheet Flooring | ft2
Finished Floor | structure |  | Synthetic |  | Linoleum, sheet goods | ft2 | 0.875132459 | 0.875132459 | 4.07 | 4.92 | 5.85 | BEES 2.1: Forbo Eternal | 09 65 16.10 Rubber and Vinyl Sheet Flooring | ft2
Finished Floor | structure |  | Synthetic |  | Vinyl tile, 3/32" | ft2 |  |  | 1.37 | 1.98 | 2.49 |  | 09 65 19.19 Vinyl Composition Tile Flooring
Finished Floor | structure |  | Synthetic |  | Vinyl tile, 1/8" | ft2 |  |  | 2.08 | 2.69 | 3.27 |  | 09 65 19.19 Vinyl Composition Tile Flooring
Finished Floor | structure |  | Carpet |  | Nylon, level loop, 26 oz | ft2 | 1.743210364 | 1.743210364 | 1.79 | 2.24 | 2.69 | BEES 2.1: Generic Resid. Broadloom Carpet - Nylon | 09 68 16.10 Sheet Carpet | ft2
Finished Floor | structure |  | Carpet |  | Olefin, 22 oz | ft2 | 1.134791378 | 1.134791378 | 1.84 | 2.29 | 2.75 | BEES 2.1: Generic Resid. Broadloom Carpet - Polyester | 09 68 16.10 Sheet Carpet | ft2
Bottom Cabinets | structure |  | Economy |  | Economy Kitchen, 6 L.F. - Rule of thumb kitchen cabinets, min | ea | 2.12 | 190.8 | 1314 | 1437 | 1650 | EcoInvent: Furniture, wooden {GLO}¦ market for furniture, wooden ¦ Cut-off, S | 12 32 23.10 Manufactured Wood Casework, Stock Units | kg | Assume weight of 15kg per linear foot of cabinets (https://www.homeforemost.com/how-much-does-a-kitchen-cabinet-weigh/). | ft
Bottom Cabinets | structure |  | Economy |  | Economy Kitchen, 6 L.F. - Rule of thumb kitchen cabinets, max | ea | 2.12 | 381.6 | 2910 | 3057 | 3450 | EcoInvent: Furniture, wooden {GLO}¦ market for furniture, wooden ¦ Cut-off, S | 12 32 23.10 Manufactured Wood Casework, Stock Units | kg | Assume weight of 30kg per linear foot of cabinets (https://www.homeforemost.com/how-much-does-a-kitchen-cabinet-weigh/). | ft
Bottom Cabinets | structure |  | Average |  | Average Kitchen, 14 L.F. - Rule of thumb kitchen cabinets, min | ea | 2.12 | 445.2 | 3066 | 3353 | 3850 | EcoInvent: Furniture, wooden {GLO}¦ market for furniture, wooden ¦ Cut-off, S | 12 32 23.10 Manufactured Wood Casework, Stock Units | kg | Assume weight of 15kg per linear foot of cabinets (https://www.homeforemost.com/how-much-does-a-kitchen-cabinet-weigh/). | ft
Bottom Cabinets | structure |  | Average |  | Average Kitchen, 14 L.F. - Rule of thumb kitchen cabinets, max | ea | 2.12 | 890.4 | 6790 | 7133 | 8050 | EcoInvent: Furniture, wooden {GLO}¦ market for furniture, wooden ¦ Cut-off, S | 12 32 23.10 Manufactured Wood Casework, Stock Units | kg | Assume weight of 30kg per linear foot of cabinets (https://www.homeforemost.com/how-much-does-a-kitchen-cabinet-weigh/). | ft
Bottom Cabinets | structure |  | Luxury |  | Luxury Kitchen, 25 L.F. - Rule of thumb kitchen cabinets, min | ea | 2.12 | 795 | 5475 | 5987.5 | 6875 | EcoInvent: Furniture, wooden {GLO}¦ market for furniture, wooden ¦ Cut-off, S | 12 32 23.10 Manufactured Wood Casework, Stock Units | kg | Assume weight of 15kg per linear foot of cabinets (https://www.homeforemost.com/how-much-does-a-kitchen-cabinet-weigh/). | ft
Bottom Cabinets | structure |  | Luxury |  | Luxury Kitchen, 25 L.F. - Rule of thumb kitchen cabinets, max | ea | 2.12 | 1590 | 12125 | 12737.5 | 14375 | EcoInvent: Furniture, wooden {GLO}¦ market for furniture, wooden ¦ Cut-off, S | 12 32 23.10 Manufactured Wood Casework, Stock Units | kg | Assume weight of 30kg per linear foot of cabinets (https://www.homeforemost.com/how-much-does-a-kitchen-cabinet-weigh/). | ft
Top Cabinets | structure |  | Economy |  | Economy Kitchen, 6 L.F. - Rule of thumb kitchen cabinets, min | ea | 2.12 | 190.8 | 1314 | 1437 | 1650 | EcoInvent: Furniture, wooden {GLO}¦ market for furniture, wooden ¦ Cut-off, S | 12 32 23.10 Manufactured Wood Casework, Stock Units | kg | Assume weight of 15kg per linear foot of cabinets (https://www.homeforemost.com/how-much-does-a-kitchen-cabinet-weigh/). | ft
Top Cabinets | structure |  | Economy |  | Economy Kitchen, 6 L.F. - Rule of thumb kitchen cabinets, max | ea | 2.12 | 381.6 | 2910 | 3057 | 3450 | EcoInvent: Furniture, wooden {GLO}¦ market for furniture, wooden ¦ Cut-off, S | 12 32 23.10 Manufactured Wood Casework, Stock Units | kg | Assume weight of 30kg per linear foot of cabinets (https://www.homeforemost.com/how-much-does-a-kitchen-cabinet-weigh/). | ft
Top Cabinets | structure |  | Average |  | Average Kitchen, 14 L.F. - Rule of thumb kitchen cabinets, min | ea | 2.12 | 445.2 | 3066 | 3353 | 3850 | EcoInvent: Furniture, wooden {GLO}¦ market for furniture, wooden ¦ Cut-off, S | 12 32 23.10 Manufactured Wood Casework, Stock Units | kg | Assume weight of 15kg per linear foot of cabinets (https://www.homeforemost.com/how-much-does-a-kitchen-cabinet-weigh/). | ft
Top Cabinets | structure |  | Average |  | Average Kitchen, 14 L.F. - Rule of thumb kitchen cabinets, max | ea | 2.12 | 890.4 | 6790 | 7133 | 8050 | EcoInvent: Furniture, wooden {GLO}¦ market for furniture, wooden ¦ Cut-off, S | 12 32 23.10 Manufactured Wood Casework, Stock Units | kg | Assume weight of 30kg per linear foot of cabinets (https://www.homeforemost.com/how-much-does-a-kitchen-cabinet-weigh/). | ft
Top Cabinets | structure |  | Luxury |  | Luxury Kitchen, 25 L.F. - Rule of thumb kitchen cabinets, min | ea | 2.12 | 795 | 5475 | 5987.5 | 6875 | EcoInvent: Furniture, wooden {GLO}¦ market for furniture, wooden ¦ Cut-off, S | 12 32 23.10 Manufactured Wood Casework, Stock Units | kg | Assume weight of 15kg per linear foot of cabinets (https://www.homeforemost.com/how-much-does-a-kitchen-cabinet-weigh/). | ft
Top Cabinets | structure |  | Luxury |  | Luxury Kitchen, 25 L.F. - Rule of thumb kitchen cabinets, max | ea | 2.12 | 1590 | 12125 | 12737.5 | 14375 | EcoInvent: Furniture, wooden {GLO}¦ market for furniture, wooden ¦ Cut-off, S | 12 32 23.10 Manufactured Wood Casework, Stock Units | kg | Assume weight of 30kg per linear foot of cabinets (https://www.homeforemost.com/how-much-does-a-kitchen-cabinet-weigh/). | ft
Counter Tops | structure |  | Economy |  | Economy Kitchen, 6 L.F. - Stock 24" wide w/ backsplash, min | ea | 85.40 | 47.6031 | 110.4 | 172.2 | 225 | Silva et al. (2021) Ceramic/Polymer | 12 36 23.13 Plastic Laminate-Clad Countertops | m2 | 1m2 = 10.764ft2 | ft |  | Silva, L., Silva, M., Bras, I., Domingos, I., Wessel, D., & Ferreira, J. (2021). A Cradle-to-Grave Life Cycle Assessment Study on a New Countertop Material. Journal of Ecological Engineering, 22(11), 239–245. https://doi.org/10.12911/22998993/142947
Counter Tops | structure |  | Economy |  | Economy Kitchen, 6 L.F. - Stock 24" wide w/ backsplash, max | ea | 85.40 | 47.6031 | 267 | 341.1 | 414 | Silva et al. (2021) Ceramic/Polymer | 12 36 23.13 Plastic Laminate-Clad Countertops | m2 | 1m2 = 10.764ft2 | ft |  | Silva, L., Silva, M., Bras, I., Domingos, I., Wessel, D., & Ferreira, J. (2021). A Cradle-to-Grave Life Cycle Assessment Study on a New Countertop Material. Journal of Ecological Engineering, 22(11), 239–245. https://doi.org/10.12911/22998993/142947
Counter Tops | structure |  | Average |  | Average Kitchen, 14 L.F. - Stock 24" wide w/ backsplash, min | ea | 85.40 | 111.074 | 257.6 | 401.8 | 525 | Silva et al. (2021) Ceramic/Polymer | 12 36 23.13 Plastic Laminate-Clad Countertops | m2 | 1m2 = 10.764ft2 | ft |  | Silva, L., Silva, M., Bras, I., Domingos, I., Wessel, D., & Ferreira, J. (2021). A Cradle-to-Grave Life Cycle Assessment Study on a New Countertop Material. Journal of Ecological Engineering, 22(11), 239–245. https://doi.org/10.12911/22998993/142947
Counter Tops | structure |  | Average |  | Average Kitchen, 14 L.F. - Stock 24" wide w/ backsplash, max | ea | 85.40 | 111.074 | 623 | 795.9 | 966 | Silva et al. (2021) Ceramic/Polymer | 12 36 23.13 Plastic Laminate-Clad Countertops | m2 | 1m2 = 10.764ft2 | ft |  | Silva, L., Silva, M., Bras, I., Domingos, I., Wessel, D., & Ferreira, J. (2021). A Cradle-to-Grave Life Cycle Assessment Study on a New Countertop Material. Journal of Ecological Engineering, 22(11), 239–245. https://doi.org/10.12911/22998993/142947
Counter Tops | structure |  | Luxury |  | Luxury Kitchen, 25 L.F. - Stock 24" wide w/ backsplash, min | ea | 85.40 | 198.3463 | 460 | 717.5 | 937.5 | Silva et al. (2021) Ceramic/Polymer | 12 36 23.13 Plastic Laminate-Clad Countertops | m2 | 1m2 = 10.764ft2 | ft |  | Silva, L., Silva, M., Bras, I., Domingos, I., Wessel, D., & Ferreira, J. (2021). A Cradle-to-Grave Life Cycle Assessment Study on a New Countertop Material. Journal of Ecological Engineering, 22(11), 239–245. https://doi.org/10.12911/22998993/142947
Counter Tops | structure |  | Luxury |  | Luxury Kitchen, 25 L.F. - Stock 24" wide w/ backsplash, max | ea | 85.40 | 198.3463 | 1112.5 | 1421.25 | 1725 | Silva et al. (2021) Ceramic/Polymer | 12 36 23.13 Plastic Laminate-Clad Countertops | m2 | 1m2 = 10.764ft2 | ft |  | Silva, L., Silva, M., Bras, I., Domingos, I., Wessel, D., & Ferreira, J. (2021). A Cradle-to-Grave Life Cycle Assessment Study on a New Countertop Material. Journal of Ecological Engineering, 22(11), 239–245. https://doi.org/10.12911/22998993/142947
Bathroom Bottom Cabinets | structure |  |  |  | Vanity bases, 2 doors, 30" high 21" deep, 24" wide | ea | 2.12 | 25.56 | 475 | 506 | 575 | EcoInvent: Furniture, wooden {GLO}¦ market for furniture, wooden ¦ Cut-off, S | 12 32 23.30 Manufactured Wood Casework Vanities | kg | Assume weight of 15kg per linear foot of cabinets (https://www.homeforemost.com/how-much-does-a-kitchen-cabinet-weigh/). | ea
Bathroom Bottom Cabinets | structure |  |  |  | Vanity bases, 2 doors, 30" high 21" deep, 30" wide | ea | 2.13 | 31.95 | 505 | 543.5 | 620 | EcoInvent: Furniture, wooden {GLO}¦ market for furniture, wooden ¦ Cut-off, S | 12 32 23.30 Manufactured Wood Casework Vanities | kg | Assume weight of 15kg per linear foot of cabinets (https://www.homeforemost.com/how-much-does-a-kitchen-cabinet-weigh/). | ea
Bathroom Bottom Cabinets | structure |  |  |  | Vanity bases, 2 doors, 30" high 21" deep, 36" wide | ea | 2.14 | 38.34 | 425 | 471.5 | 545 | EcoInvent: Furniture, wooden {GLO}¦ market for furniture, wooden ¦ Cut-off, S | 12 32 23.30 Manufactured Wood Casework Vanities | kg | Assume weight of 15kg per linear foot of cabinets (https://www.homeforemost.com/how-much-does-a-kitchen-cabinet-weigh/). | ea
Bathroom Bottom Cabinets | structure |  |  |  | Vanity bases, 2 doors, 30" high 21" deep, 48" wide | ea | 2.15 | 51.12 | 555 | 609 | 700 | EcoInvent: Furniture, wooden {GLO}¦ market for furniture, wooden ¦ Cut-off, S | 12 32 23.30 Manufactured Wood Casework Vanities | kg | Assume weight of 15kg per linear foot of cabinets (https://www.homeforemost.com/how-much-does-a-kitchen-cabinet-weigh/). | ea
Water Heater | structure |  |  |  | Electric water heater, glass lined, 30 gallon, minimum | ea | 0.2739 | 205.425 | 750 | 837 | 965 | USEEIO v2.1: USEEIO analysis for Code 333414/US:Heating equipment (except warm air furnaces) manufacturing. Input was demand vector with only $750 for 333414/US. | 11 30 15.23 Water Heaters | USD |  | ea
Water Heater | structure |  |  |  | Electric water heater, glass lined, 30 gallon, maximum | ea | 0.2739 | 287.595 | 1050 | 1195 | 1375 | USEEIO v2.1: USEEIO analysis for Code 333414/US:Heating equipment (except warm air furnaces) manufacturing. Input was demand vector with only $1050 for 333414/US. | 11 30 15.23 Water Heaters | USD |  | ea
Water Heater | structure |  |  |  | Electric water heater, glass lined, 80 gallon, minimum | ea | 0.2739 | 575.19 | 2100 | 2317 | 2650 | USEEIO v2.1: USEEIO analysis for Code 333414/US:Heating equipment (except warm air furnaces) manufacturing. Input was demand vector with only $2100 for 333414/US. | 11 30 15.23 Water Heaters | USD |  | ea
Water Heater | structure |  |  |  | Electric water heater, glass lined, 80 gallon, maximum | ea | 0.2739 | 794.31 | 2900 | 3335 | 3900 | USEEIO v2.1: USEEIO analysis for Code 333414/US:Heating equipment (except warm air furnaces) manufacturing. Input was demand vector with only $2900 for 333414/US. | 11 30 15.23 Water Heaters | USD |  | ea
Water Heater | structure |  |  |  | Gas water heater, glass lined, 30 gallon, minimum | ea | 0.2739 | 520.41 | 1900 | 2038 | 2325 | USEEIO v2.1: USEEIO analysis for Code 333414/US:Heating equipment (except warm air furnaces) manufacturing. Input was demand vector with only $1900 for 333414/US. | 11 30 15.23 Water Heaters | USD |  | ea
Water Heater | structure |  |  |  | Gas water heater, glass lined, 30 gallon, maximum | ea | 0.2739 | 725.835 | 2650 | 2881 | 3275 | USEEIO v2.1: USEEIO analysis for Code 333414/US:Heating equipment (except warm air furnaces) manufacturing. Input was demand vector with only $2650 for 333414/US. | 11 30 15.23 Water Heaters | USD |  | ea
Water Heater | structure |  |  |  | Gas water heater, glass lined, 50 gallon, minimum | ea | 0.2739 | 202.686 | 740 | 1017 | 1275 | USEEIO v2.1: USEEIO analysis for Code 333414/US:Heating equipment (except warm air furnaces) manufacturing. Input was demand vector with only $740 for 333414/US. | 11 30 15.23 Water Heaters | USD |  | ea
Water Heater | structure |  |  |  | Gas water heater, glass lined, 50 gallon, maximum | ea | 0.2739 | 280.7475 | 1025 | 1485 | 1875 | USEEIO v2.1: USEEIO analysis for Code 333414/US:Heating equipment (except warm air furnaces) manufacturing. Input was demand vector with only $1025 for 333414/US. | 11 30 15.23 Water Heaters | USD |  | ea
Wall Paint - Interior | structure |  |  |  | Painting walls, complete, including surface prep, primer & 2 coats finish | ft2 | 0.205067768 | 0.205067768 | 0.44 | 1.23 | 1.78 | BEES 2.1: Generic Virgin Latex Paint | 09 91 23.72 Walls and Ceilings, Interior | ft2 |  | ft2
Wall Paint - Interior | structure |  |  |  | Painting walls, complete, including surface prep, primer & 2 coats finish | ft2 | 0.095010164 | 0.095010164 | 0.44 | 1.23 | 1.78 | BEES 2.1: Generic Reprocessed Latex Paint | 09 91 23.72 Walls and Ceilings, Interior | ft2 |  | ft2
Wall Paint - Interior | structure |  |  |  | Painting walls, complete, including surface prep, primer & 2 coats finish | ft2 | 0.156390784 | 0.156390784 | 0.44 | 1.23 | 1.78 | BEES 2.1: Generic Consolidated Latex Paint | 09 91 23.72 Walls and Ceilings, Interior | ft2 |  | ft2
Wall Paint - Exterior | structure |  |  |  | Aluminum Siding, Primer & 2 coats exterior latex | ft2 | 0.205067768 | 0.205067768 | 0.42 | 0.95 | 1.32 | BEES 2.1: Generic Virgin Latex Paint | 09 91 13.62 Painting - Siding, Misc. | ft2 |  | ft2
Wall Paint - Exterior | structure |  |  |  | Aluminum Siding, Primer & 2 coats exterior latex | ft2 | 0.095010164 | 0.095010164 | 0.42 | 0.95 | 1.32 | BEES 2.1: Generic Reprocessed Latex Paint | 09 91 13.62 Painting - Siding, Misc. | ft2 |  | ft2
Wall Paint - Exterior | structure |  |  |  | Aluminum Siding, Primer & 2 coats exterior latex | ft2 | 0.156390784 | 0.156390784 | 0.42 | 0.95 | 1.32 | BEES 2.1: Generic Consolidated Latex Paint | 09 91 13.62 Painting - Siding, Misc. | ft2 |  | ft2
Exterior Doors | structure |  |  |  | Exterior door, pine 2'-8" wide x 6'-8" tall | ea | 111 | 183.329 | 550 | 612 | 705 | EcoInvent: Door, outer, wood-glass {GLO}¦ market for door, outer, wood-glass ¦ Cut-off, S | 08 14 33.20 Wood Doors Residential | m2 |  | ea
Exterior Doors | structure |  |  |  | Exterior door, pine 3'-0" wide x 6'-8" tall | ea | 111 | 206.2452 | 565 | 633.5 | 730 | EcoInvent: Door, outer, wood-glass {GLO}¦ market for door, outer, wood-glass ¦ Cut-off, S | 08 14 33.20 Wood Doors Residential | m2 |  | ea
Exterior Doors | structure |  |  |  | Exterior door, pine 3'-0" wide x 7'-1" tall | ea | 111 | 219.1355 | 660 | 728.5 | 840 | EcoInvent: Door, outer, wood-glass {GLO}¦ market for door, outer, wood-glass ¦ Cut-off, S | 08 14 33.20 Wood Doors Residential | m2 |  | ea
Interior Doors | structure |  |  |  | Passage door, hardboard, hollow core 2'-8" wide x 6'-8" tall | ea | 55.8 | 92.16 | 105 | 139.5 | 172 | EcoInvent: Door, inner, wood {GLO}¦ market for door, inner, wood ¦ Cut-off, S |  | m2 |  | ea
Interior Doors | structure |  |  |  | Passage door, Lauan, hollow core 2'-8" wide x 6'-8" tall | ea | 55.8 | 92.16 | 148 | 186.5 | 226 | EcoInvent: Door, inner, wood {GLO}¦ market for door, inner, wood ¦ Cut-off, S |  | m2 |  | ea
Interior Doors | structure |  |  |  | Passage door, Pine panelled, 2'-8" wide x 6'-8" tall | ea | 55.8 | 92.16 | 265 | 299.5 | 350 | EcoInvent: Door, inner, wood {GLO}¦ market for door, inner, wood ¦ Cut-off, S |  | m2 |  | ea
Sheetrock/drywall | structure |  |  |  | Gypsum Board, standard, 3/8" | ft2 | 0.322 | 0.2415 | 0.38 | 0.69 | 0.92 | BEES 2.1: Gypsum Wallboard Regular (1/2") | 09 29 10.30 Gypsum Board | ft2 | Assume ghg is proportional to total mass. Adjust ghg value by ratio of target thickness to source thickness. | ft2 | On walls, no finish included
Sheetrock/drywall | structure |  |  |  | Gypsum Board, standard, 1/2" | ft2 | 0.322 | 0.322 | 0.35 | 0.66 | 0.89 | BEES 2.1: Gypsum Wallboard Regular (1/2") | 09 29 10.30 Gypsum Board | ft2 | Assume ghg is proportional to total mass. Adjust ghg value by ratio of target thickness to source thickness. | ft2 | On walls, no finish included
Sheetrock/drywall | structure |  |  |  | Gypsum Board, standard, 5/8" | ft2 | 0.322 | 0.4025 | 0.3 | 0.61 | 0.83 | BEES 2.1: Gypsum Wallboard Regular (1/2") | 09 29 10.30 Gypsum Board | ft2 | Assume ghg is proportional to total mass. Adjust ghg value by ratio of target thickness to source thickness. | ft2 | On walls, no finish included
Sheetrock/drywall | structure |  |  |  | Gypsum Board, fire resistant, 1/2" | ft2 | 0.436 | 0.3488 | 0.45 | 0.76 | 1 | BEES 2.1: Gypsum Wallboard Type X (5/8") | 09 29 10.30 Gypsum Board | ft2 | Assume ghg is proportional to total mass. Adjust ghg value by ratio of target thickness to source thickness. | ft2 | On walls, no finish included
Sheetrock/drywall | structure |  |  |  | Gypsum Board, fire resistant, 5/8" | ft2 | 0.436 | 0.436 | 0.41 | 0.72 | 0.95 | BEES 2.1: Gypsum Wallboard Type X (5/8") | 09 29 10.30 Gypsum Board | ft2 | Assume ghg is proportional to total mass. Adjust ghg value by ratio of target thickness to source thickness. | ft2 | On walls, no finish included
Sheetrock/drywall | structure |  |  |  | Gypsum Board, water resistant, 1/2" | ft2 | 0.436 | 0.3488 | 0.48 | 0.79 | 1.03 | BEES 2.1: Gypsum Wallboard Type X (5/8") | 09 29 10.30 Gypsum Board | ft2 | Assume ghg is proportional to total mass. Adjust ghg value by ratio of target thickness to source thickness. | ft2 | On walls, no finish included
Sheetrock/drywall | structure |  |  |  | Gypsum Board, water resistant, 5/8" | ft2 | 0.436 | 0.436 | 0.66 | 0.97 | 1.23 | BEES 2.1: Gypsum Wallboard Type X (5/8") | 09 29 10.30 Gypsum Board | ft2 | Assume ghg is proportional to total mass. Adjust ghg value by ratio of target thickness to source thickness. | ft2 | On walls, no finish included
Wall Insulation | structure |  |  |  | Blown Cellulose R-13 | ft2 | 0.1186342 | 0.1186342 | 0.25 | 0.52 | 0.65 | BEES 2.1: Generic Blown Cellulose R-13 | 07 21 26.10 Blown Insulation |  |  | ft2
Wall Insulation | structure |  |  |  | Blown Cellulose R-19 | ft2 | 0.173378481 | 0.173378481 | 0.37 | 0.72 | 0.9 | BEES 2.1: Generic Blown Cellulose R-19 | 07 21 26.10 Blown Insulation |  |  | ft2
Wall Insulation | structure |  |  |  | Fiberglass Roll R-13 | ft2 | 0.172068573 | 0.172068573 | 0.71 | 0.94 | 1.15 | BEES 2.1: Generic Fiberglass Batt R-13 | 07 21 16.20 Blanket Insulation for Walls |  |  | ft2
Wall Insulation | structure |  |  |  | Fiberglass Roll R-19 | ft2 | 0.191655695 | 0.191655695 | 0.89 | 1.08 | 1.29 | BEES 2.1: Generic Fiberglass Batt R-19 | 07 21 16.20 Blanket Insulation for Walls |  |  | ft2
Wall Insulation | structure |  |  |  | Rigid Fiberglass 3#/CF R-13 | ft2 | 0.5594039 | 0.5594039 | 0.57 | 0.96 | 1.26 | BEES 2.1: Average Mineral Wool Board R-13 | 07 21 13.10 Rigid Insulation |  |  | ft2
Wall Insulation | structure |  |  |  | Rigid Fiberglass 3#/CF, Foil Faced, 3" thick R-13 + Rigid Fiberglass 3#/CF, Foil Faced, 1.5" thick R-6.5 | ft2 | 0.598987175 | 0.598987175 | 2.25 | 2.95 | 3.61 | BEES 2.1: Average Mineral Wool Board R-19 | 07 21 13.10 Rigid Insulation |  |  | ft2
Wall Insulation | structure |  |  |  | Blown Fiberglass R-13 | ft2 | 0.209778113 | 0.209778113 | 0.35 | 0.79 | 1 | BEES 2.1: Average Blown Mineral Wool R-13 | 07 21 26.10 Blown Insulation |  |  | ft2
Wall Insulation | structure |  |  |  | Blown Fiberglass R-19 | ft2 | 0.27970415 | 0.27970415 | 0.44 | 1.05 | 1.32 | BEES 2.1: Average Blown Mineral Wool R-19 | 07 21 26.10 Blown Insulation |  |  | ft2
Baseboard | structure |  |  |  | Base Molding, Classic profile, 5/8" x5.5" | ft | 690 | 0.50882 | 2 | 3.24 | 4.21 | EcoInvent: Plywood {RoW}¦ market for plywood ¦ Cut-off, S | 06 22 13.15 Moldings, Base | m3 | Assume 6" high x5/8" thick --> 1linear ft = 0.02604 ft3 = 0.00073741788 | ft
Baseboard | structure |  |  |  | Base Molding, Modern profile, 5/8" x3.5" | ft | 0.315 | 0.2625 | 1.21 | 2.45 | 3.34 | BEES 2.1: 3/8" Plywood sheathing - roof | 06 22 13.15 Moldings, Base | ft2 | Assume 6" high baseboard --> 1 linear ft = 0.5ft2. Multiply by 5/3 to increase thickness to match RS Means category | ft
Refrigerator | structure |  |  |  | Refrigerator, 18-20 CF, minimum | ea | 291 | 291 | 745 | 804.5 | 915 | EcoInvent: Refrigerator {GLO}¦ market for refrigerator ¦ Cut-off, S | 11 30 13.16 Refrigeration Equipment | ea |  | ea
Refrigerator | structure |  |  |  | Refrigerator, 18-20 CF, minimum | ea | 291 | 291 | 750 | 869 | 1025 | EcoInvent: Refrigerator {GLO}¦ market for refrigerator ¦ Cut-off, S | 11 30 13.16 Refrigeration Equipment | ea |  | ea
Refrigerator | structure |  |  |  | Refrigerator, 21-29 CF, minimum | ea | 291 | 291 | 1700 | 1768 | 1975 | EcoInvent: Refrigerator {GLO}¦ market for refrigerator ¦ Cut-off, S | 11 30 13.16 Refrigeration Equipment | ea |  | ea
Refrigerator | structure |  |  |  | Refrigerator, 21-29 CF, maximum | ea | 291 | 291 | 2225 | 2384 | 2700 | EcoInvent: Refrigerator {GLO}¦ market for refrigerator ¦ Cut-off, S | 11 30 13.16 Refrigeration Equipment | ea |  | ea
Refrigerator | structure |  |  |  | Refrigerator, 18CF Energy Star qualified, minimum | ea | 291 | 291 | 680 | 990 | 1250 | EcoInvent: Refrigerator {GLO}¦ market for refrigerator ¦ Cut-off, S | 11 30 13.16 Refrigeration Equipment | ea |  | ea
Refrigerator | structure |  |  |  | Refrigerator, 18CF Energy Star qualified, maximum | ea | 291 | 291 | 2000 | 2155 | 2450 | EcoInvent: Refrigerator {GLO}¦ market for refrigerator ¦ Cut-off, S | 11 30 13.16 Refrigeration Equipment | ea |  | ea
Refrigerator | structure |  |  |  | Refrigerator, 21.7CF Energy Star qualified, minimum | ea | 291 | 291 | 1750 | 1905 | 2175 | EcoInvent: Refrigerator {GLO}¦ market for refrigerator ¦ Cut-off, S | 11 30 13.16 Refrigeration Equipment | ea |  | ea
Refrigerator | structure |  |  |  | Refrigerator, 21.7CF Energy Star qualified, maximum | ea | 291 | 291 | 3400 | 3555 | 4000 | EcoInvent: Refrigerator {GLO}¦ market for refrigerator ¦ Cut-off, S | 11 30 13.16 Refrigeration Equipment | ea |  | ea
Dishwasher | structure |  |  |  | Dishwasher, 4+ cycles, minimum | ea | 146 | 146 | 680 | 789 | 920 | EcoInvent: Dishwasher {GLO}¦ market for dishwasher ¦ Cut-off, S | 11 30 13.17 Kitchen Cleaning Equipment | ea |  | ea
Dishwasher | structure |  |  |  | Dishwasher, 4+ cycles, average | ea | 146 | 146 | 790 | 1007 | 1225 | EcoInvent: Dishwasher {GLO}¦ market for dishwasher ¦ Cut-off, S | 11 30 13.17 Kitchen Cleaning Equipment | ea |  | ea
Dishwasher | structure |  |  |  | Dishwasher, 4+ cycles, maximum | ea | 146 | 146 | 905 | 1014 | 1175 | EcoInvent: Dishwasher {GLO}¦ market for dishwasher ¦ Cut-off, S | 11 30 13.17 Kitchen Cleaning Equipment | ea |  | ea
Microwave | structure |  |  |  | Microwave, minimum | ea | 58.9 | 58.9 | 160 | 249 | 320 | EcoInvent: Microwave oven {GLO}¦ market for microwave oven ¦ Cut-off, S | 11 30 13.15 Cooking Equipment | ea |  | ea
Microwave | structure |  |  |  | Microwave, maximum | ea | 58.9 | 58.9 | 450 | 628 | 785 | EcoInvent: Microwave oven {GLO}¦ market for microwave oven ¦ Cut-off, S | 11 30 13.15 Cooking Equipment |  |  | ea
Clothes Washer | structure |  |  |  | Washing machine, Energy star qualified, front loading, minimum | ea | 382 | 382 | 1100 | 1215 | 1400 | EcoInvent: Washing machine {GLO}¦ market for washing machine ¦ Cut-off, S | 11 30 13.24 Washers | ea |  | ea
Clothes Washer | structure |  |  |  | Washing machine, Energy star qualified, front loading, maximum | ea | 382 | 382 | 1450 | 1795 | 2175 | EcoInvent: Washing machine {GLO}¦ market for washing machine ¦ Cut-off, S | 11 30 13.24 Washers | ea |  | ea
Clothes Washer | structure |  |  |  | Washing machine, Energy star qualified, top loading, minimum | ea | 382 | 382 | 700 | 815 | 960 | EcoInvent: Washing machine {GLO}¦ market for washing machine ¦ Cut-off, S | 11 30 13.24 Washers | ea |  | ea
Clothes Washer | structure |  |  |  | Washing machine, Energy star qualified, top loading, maximum | ea | 382 | 382 | 1025 | 1140 | 1325 | EcoInvent: Washing machine {GLO}¦ market for washing machine ¦ Cut-off, S | 11 30 13.24 Washers | ea |  | ea
Clothes Dryer | structure |  |  |  | Dryer, Electric, front loading, energy star qualified, minimum + vent kit | ea | 210 | 210 | 1054 | 1268 | 1496 | EcoInvent: Dryer {GLO}¦ market for dryer ¦ Cut-off, S | 11 30 13.25 Dryers | ea |  | ea
Clothes Dryer | structure |  |  |  | Dryer, Electric, front loading, energy star qualified, maximum + vent kit | ea | 210 | 210 | 1414 | 1719 | 2046 | EcoInvent: Dryer {GLO}¦ market for dryer ¦ Cut-off, S | 11 30 13.25 Dryers | ea |  | ea
Oven/stove | structure |  |  |  | Oven, built-in, standard | ea | 180 | 180 | 750 | 839 | 975 | EcoInvent: Cookstove {GLO}¦ market for cookstove ¦ Cut-off, S | 11 30 13.15 Cooking Equipment | ea |  | ea
Oven/stove | structure |  |  |  | Oven, built-in, deluxe | ea | 180 | 180 | 2600 | 2778 | 3150 | EcoInvent: Cookstove {GLO}¦ market for cookstove ¦ Cut-off, S | 11 30 13.15 Cooking Equipment | ea |  | ea
Range hood | structure |  |  |  | Range hood, 2 speed, vented, 42" wide, minimum | ea | 63.8 | 63.8 | 175 | 254.5 | 320 | EcoInvent: Exhaust air roof hood, steel, DN 400 {GLO}¦ market for exhaust air roof hood, steel, DN 400 ¦ Cut-off, S |  | ea
Range hood | structure |  |  |  | Range hood, 2 speed, vented, 42" wide, maximum | ea | 63.8 | 63.8 | 204 | 337 | 440 | EcoInvent: Exhaust air roof hood, steel, DN 400 {GLO}¦ market for exhaust air roof hood, steel, DN 400 ¦ Cut-off, S |  | ea
Bottom Outlets | structure |  |  |  | 15 amp duplex outlet, with 12/2 NM cable | ea | 37.3 | 44 | 16.55 | 45.55 | 65 | EcoInvent: Switch, toggle type {GLO}¦ market for switch, toggle type ¦ Cut-off, S + EcoInvent: Cable, three-conductor cable {GLO}¦ market for cable, three-conductor cable ¦ Cut-off, S | 26 05 90.10 Residential Wiring | kg | Assume 1 switch weight 0.05kg + 4m of cable per outlet/switch
Bottom Outlets | structure |  |  |  | 20 amp duplex outlet, with 12/2 NM cable | ea | 37.3 | 44 | 34.5 | 63.5 | 85 | EcoInvent: Switch, toggle type {GLO}¦ market for switch, toggle type ¦ Cut-off, S + EcoInvent: Cable, three-conductor cable {GLO}¦ market for cable, three-conductor cable ¦ Cut-off, S | 26 05 90.10 Residential Wiring | kg | Assume 1 switch weight 0.05kg + 4m of cable per outlet/switch
Top Outlets | structure |  |  |  | 15 amp duplex outlet, with 12/2 NM cable | ea | 37.3 | 44 | 16.55 | 45.55 | 65 | EcoInvent: Switch, toggle type {GLO}¦ market for switch, toggle type ¦ Cut-off, S + EcoInvent: Cable, three-conductor cable {GLO}¦ market for cable, three-conductor cable ¦ Cut-off, S | 26 05 90.10 Residential Wiring | kg | Assume 1 switch weight 0.05kg + 4m of cable per outlet/switch
Top Outlets | structure |  |  |  | 20 amp duplex outlet, with 12/2 NM cable | ea | 37.3 | 44 | 34.5 | 63.5 | 85 | EcoInvent: Switch, toggle type {GLO}¦ market for switch, toggle type ¦ Cut-off, S + EcoInvent: Cable, three-conductor cable {GLO}¦ market for cable, three-conductor cable ¦ Cut-off, S | 26 05 90.10 Residential Wiring | kg | Assume 1 switch weight 0.05kg + 4m of cable per outlet/switch
Light Switches | structure |  |  |  | single pole, 15 amp, with Romex cable | ea | 37.3 | 44 | 12.9 | 33.9 | 48 | EcoInvent: Switch, toggle type {GLO}¦ market for switch, toggle type ¦ Cut-off, S + EcoInvent: Cable, three-conductor cable {GLO}¦ market for cable, three-conductor cable ¦ Cut-off, S | 26 05 90.10 Residential Wiring | kg | Assume 1 switch weight 0.05kg + 4m of cable per outlet/switch
Light Switches | structure |  |  |  | 3-way, #14/3, type NM cable | ea | 37.3 | 44 | 15.7 | 40.2 | 57.5 | EcoInvent: Switch, toggle type {GLO}¦ market for switch, toggle type ¦ Cut-off, S + EcoInvent: Cable, three-conductor cable {GLO}¦ market for cable, three-conductor cable ¦ Cut-off, S | 26 05 90.10 Residential Wiring | kg | Assume 1 switch weight 0.05kg + 4m of cable per outlet/switch
Electrical Panel | structure |  |  |  | 100 Amp Service, Panel board, 12 circuit | ea | 0.27 | 82.61 | 305 | 785 | 1099 | USEEIO v2.1: USEEIO analysis for NAICS Code 335930/US (Wiring device manufacturing). Input was demand vector with only $305 for 335930/US. | Assemblies 9-Electrical 10-Electric Service Systems | $USD | Price from cost data table.
Electrical Panel | structure |  |  |  | 200 Amp Service, Panel board, 24 circuit | ea | 0.27 | 196.35 | 725 | 1525 | 2135 | USEEIO v2.1: USEEIO analysis for NAICS Code 335930/US (Wiring device manufacturing). Input was demand vector with only $725 for 335930/US. | Assemblies 9-Electrical 10-Electric Service Systems | $USD | Price from cost data table.
Windows | structure |  |  |  | Aluminum Window, incl. frame and glazing, single hung, 2'x3' opening | ea | 724.7 | 724.7 | 375 | 444 | 525 | EcoInvent: (Window frame, aluminium, U=1.6 W/m2K {GLO}¦ market for window frame, aluminium, U=1.6 W/m2K ¦ Cut-off, S) + (Glazing, double, U<1.1 W/m2K {GLO}¦ market for glazing, double, U<1.1 W/m2K ¦ Cut-off, S) | 08 51 13.20 Aluminum Windows | m2 | Assume a window is 1m2
Windows | structure |  |  |  | Vinyl Single-hung window, 33"x53" | ea | 334.7 | 334.7 | 360 | 396.5 | 455 | EcoInvent: (Window frame, poly vinyl chloride, U=1.6 W/m2K {GLO}¦ market for window frame, poly vinyl chloride, U=1.6 W/m2K ¦ Cut-off, S) + (Glazing, double, U<1.1 W/m2K {GLO}¦ market for glazing, double, U<1.1 W/m2K ¦ Cut-off, S) | 08 53 13.20 Vinyl Single-Hung Windows | m2 | Assume a window is 1m2
Windows | structure |  |  |  | Double-hung wood window, metal-clad, dbl. insulated glass, 2'6"x3'0" | ea | 369.7 | 369.7 | 335 | 366 | 420 | EcoInvent: (Window frame, wood-metal, U=1.6 W/m2K {GLO}¦ market for window frame, wood-metal, U=1.6 W/m2K ¦ Cut-off, S) + (Glazing, double, U<1.1 W/m2K {GLO}¦ market for glazing, double, U<1.1 W/m2K ¦ Cut-off, S) | 08 52 13.30 Double-Hung Wood Windows, Metal-Clad | m2 | Assume a window is 1m2
Windows | structure |  |  |  | Wood window, double hung, incl. frame, double insulated glass, 2'6"x3'4" | ea | 210.7 | 210.7 | 430 | 477.5 | 555 | EcoInvent: (Window frame, wood, U=1.5 W/m2K {GLO}¦ market for window frame, wood, U=1.5 W/m2K ¦ Cut-off, S) + (Glazing, double, U<1.1 W/m2K {GLO}¦ market for glazing, double, U<1.1 W/m2K ¦ Cut-off, S) | 08 52 10.30 Wood Windows | m2 | Assume a window is 1m2
Ceiling Paint | structure |  |  |  | Painting ceilings, complete, including surface prep, primer & 2 coats finish | ft2 | 0.205067768 | 0.205067768 | 0.44 | 1.5375 | 2.225 | BEES 2.1: Generic Virgin Latex Paint | 09 91 23.72 Walls and Ceilings, Interior | ft2 |  | ft2
Ceiling Paint | structure |  |  |  | Painting ceilings, complete, including surface prep, primer & 2 coats finish | ft2 | 0.095010164 | 0.095010164 | 0.44 | 1.5375 | 2.225 | BEES 2.1: Generic Reprocessed Latex Paint | 09 91 23.72 Walls and Ceilings, Interior | ft2 |  | ft2
Ceiling Paint | structure |  |  |  | Painting ceilings, complete, including surface prep, primer & 2 coats finish | ft2 | 0.156390784 | 0.156390784 | 0.44 | 1.5375 | 2.225 | BEES 2.1: Generic Consolidated Latex Paint | 09 91 23.72 Walls and Ceilings, Interior | ft2 |  | ft2
Ceiling | structure |  |  |  | Gypsum Board, standard, 3/8" | ft2 | 0.322 | 0.2415 | 0.38 | 0.72 | 0.98 | BEES 2.1: Gypsum Wallboard Regular (1/2") | 09 29 10.30 Gypsum Board | ft2 | Assume ghg is proportional to total mass. Adjust ghg value by ratio of target thickness to source thickness. | ft2 | On walls, no finish included
Ceiling | structure |  |  |  | Gypsum Board, standard, 1/2" | ft2 | 0.322 | 0.322 | 0.35 | 0.69 | 0.95 | BEES 2.1: Gypsum Wallboard Regular (1/2") | 09 29 10.30 Gypsum Board | ft2 | Assume ghg is proportional to total mass. Adjust ghg value by ratio of target thickness to source thickness. | ft2 | On walls, no finish included
Ceiling | structure |  |  |  | Gypsum Board, standard, 5/8" | ft2 | 0.322 | 0.4025 | 0.3 | 0.64 | 0.89 | BEES 2.1: Gypsum Wallboard Regular (1/2") | 09 29 10.30 Gypsum Board | ft2 | Assume ghg is proportional to total mass. Adjust ghg value by ratio of target thickness to source thickness. | ft2 | On walls, no finish included
Ceiling | structure |  |  |  | Gypsum Board, fire resistant, 1/2" | ft2 | 0.436 | 0.3488 | 0.45 | 0.79 | 1.06 | BEES 2.1: Gypsum Wallboard Type X (5/8") | 09 29 10.30 Gypsum Board | ft2 | Assume ghg is proportional to total mass. Adjust ghg value by ratio of target thickness to source thickness. | ft2 | On walls, no finish included
Ceiling | structure |  |  |  | Gypsum Board, fire resistant, 5/8" | ft2 | 0.436 | 0.436 | 0.41 | 0.75 | 1.01 | BEES 2.1: Gypsum Wallboard Type X (5/8") | 09 29 10.30 Gypsum Board | ft2 | Assume ghg is proportional to total mass. Adjust ghg value by ratio of target thickness to source thickness. | ft2 | On walls, no finish included
Ceiling | structure |  |  |  | Gypsum Board, water resistant, 1/2" | ft2 | 0.436 | 0.3488 | 0.48 | 0.82 | 1.09 | BEES 2.1: Gypsum Wallboard Type X (5/8") | 09 29 10.30 Gypsum Board | ft2 | Assume ghg is proportional to total mass. Adjust ghg value by ratio of target thickness to source thickness. | ft2 | On walls, no finish included
Ceiling | structure |  |  |  | Gypsum Board, water resistant, 5/8" | ft2 | 0.436 | 0.436 | 0.66 | 1 | 1.29 | BEES 2.1: Gypsum Wallboard Type X (5/8") | 09 29 10.30 Gypsum Board | ft2 | Assume ghg is proportional to total mass. Adjust ghg value by ratio of target thickness to source thickness. | ft2 | On walls, no finish included
Ceiling Insulation | structure |  | Blown or Loose-Fill Insulation |  | Generic Blown Cellulose R-30 | ft2 | 0.126298059 | 0.126298059 | 0.64 | 1.15 | 1.42 | BEES 2.1: Generic Blown Cellulose R-30 | 07 21 26.10 Blown Insulation | ft2 |  | ft2
Ceiling Insulation | structure |  | Blown or Loose-Fill Insulation |  | Generic Blown Cellulose R-38 | ft2 | 0.160025381 | 0.160025381 | 0.82 | 1.57 | 1.93 | BEES 2.1: Generic Blown Cellulose R-38 | 07 21 26.10 Blown Insulation | ft2 |  | ft2
Ceiling Insulation | structure |  | Blown or Loose-Fill Insulation |  | Generic Blown Cellulose R-49 | ft2 | 0.20643035 | 0.20643035 | 0.89 | 1.67 | 2.07 | BEES 2.1: Generic Blown Cellulose R-49 | 07 21 26.10 Blown Insulation | ft2 |  | ft2
Ceiling Insulation | structure |  | Blown or Loose-Fill Insulation |  | Generic Blown Cellulose R-60 | ft2 | 0.252763558 | 0.252763558 | 1.28 | 2.3 | 2.84 | BEES 2.1: Generic Blown Cellulose R-60 | 07 21 26.10 Blown Insulation | ft2 |  | ft2
Ceiling Insulation | structure |  | Blanket Insulation |  | Generic Fiberglass Batt R-30 | ft2 | 0.289591301 | 0.289591301 | 1 | 1.62 | 2.11 | BEES 2.1: Generic Fiberglass Batt R-30 | 07 21 16.10 Blanket Insulation for Floors/Ceilings | ft2 |  | ft2
Ceiling Insulation | structure |  | Blanket Insulation |  | Generic Fiberglass Batt R-38 | ft2 | 0.389765437 | 0.389765437 | 1.58 | 2.23 | 2.8 | BEES 2.1: Generic Fiberglass Batt R-38 | 07 21 16.10 Blanket Insulation for Floors/Ceilings | ft2 |  | ft2
Ceiling Insulation | structure |  | Blanket Insulation |  | Generic Fiberglass Batt R-49 | ft2 | 0.477068035 | 0.477068035 | 1.93 | 3.17 | 4.14 | BEES 2.1: Generic Fiberglass Batt R-49 | 07 21 16.10 Blanket Insulation for Floors/Ceilings | ft2 |  | ft2
Ceiling Insulation | structure |  | Blanket Insulation |  | Generic Fiberglass Batt R-60 | ft2 | 0.575003642 | 0.575003642 | 2 | 3.24 | 4.22 | BEES 2.1: Generic Fiberglass Batt R-60 | 07 21 16.10 Blanket Insulation for Floors/Ceilings | ft2 |  | ft2
Ceiling Insulation | structure |  | Blown or Loose-Fill Insulation |  | Generic Blown Fiberglass R-30 | ft2 | 0.487133411 | 0.487133411 | 0.7 | 1.65 | 2.1 | BEES 2.1: Generic Blown Fiberglass R-30 | 07 21 26.10 Blown Insulation | ft2 |  | ft2
Ceiling Insulation | structure |  | Blown or Loose-Fill Insulation |  | Generic Blown Fiberglass R-38 | ft2 | 0.616986467 | 0.616986467 | 0.9 | 2.07 | 2.6 | BEES 2.1: Generic Blown Fiberglass R-38 | 07 21 26.10 Blown Insulation | ft2 |  | ft2
Ceiling Insulation | structure |  | Blown or Loose-Fill Insulation |  | Generic Blown Fiberglass R-49 | ft2 | 0.795626645 | 0.795626645 | 1.18 | 2.63 | 3.31 | BEES 2.1: Generic Blown Fiberglass R-49 | 07 21 26.10 Blown Insulation | ft2 |  | ft2
Ceiling Insulation | structure |  | Blown or Loose-Fill Insulation |  | Generic Blown Fiberglass R-60 | ft2 | 0.974174597 | 0.974174597 | 1.4 | 3.3 | 4.2 | BEES 2.1: Generic Blown Fiberglass R-60 | 07 21 26.10 Blown Insulation | ft2 |  | ft2
Ceiling Insulation | structure |  | Blown or Loose-Fill Insulation |  | Average Blown Mineral Wool R-30 | ft2 | 0.454519245 | 0.454519245 | 0.75 | 2.04 | 2.93 | BEES 2.1: Average Blown Mineral Wool R-30 | 07 21 23.10 Poured Loose-Fill Insulation | ft3 | R3 per inch | ft2
Ceiling Insulation | structure |  | Blown or Loose-Fill Insulation |  | Average Blown Mineral Wool R-38 | ft2 | 0.59437132 | 0.59437132 | 0.95 | 2.5861 | 3.705 | BEES 2.1: Average Blown Mineral Wool R-38 | 07 21 23.10 Poured Loose-Fill Insulation | ft3 | R3 per inch | ft2
Ceiling Insulation | structure |  | Blown or Loose-Fill Insulation |  | Average Blown Mineral Wool R-49 | ft2 | 0.769186414 | 0.769186414 | 1.225 | 3.3347 | 4.7775 | BEES 2.1: Average Blown Mineral Wool R-49 | 07 21 23.10 Poured Loose-Fill Insulation | ft3 | R3 per inch | ft2
Ceiling Insulation | structure |  | Blown or Loose-Fill Insulation |  | Average Blown Mineral Wool R-60 | ft2 | 0.909038489 | 0.909038489 | 1.5 | 4.08 | 5.86 | BEES 2.1: Average Blown Mineral Wool R-60 | 07 21 23.10 Poured Loose-Fill Insulation | ft3 | R3 per inch | ft2
Roof Cover and underlayment combined | structure |  | Asphalt |  | Asphalt Shingles & 1 layer felt underlay | ft2 | 0.594974033 | 0.594974033 | 1.53 | 2.76 | 4.1124 | BEES 2.1: Asphalt Shingles & 1 layer felt underlay | Assemblies 5-Roofing 10-Gable End Roofing Systems | ft2 |  | ft2
Roof Cover and underlayment combined | structure |  | Asphalt |  | Asphalt Shingles & 2 layers felt underlay | ft2 | 0.625108249 | 0.625108249 | 1.59 | 2.93 | 4.3657 | BEES 2.1: Asphalt Shingles & 2 layers felt underlay | Assemblies 5-Roofing 10-Gable End Roofing Systems | ft2 |  | ft2
Roof Cover and underlayment combined | structure |  | Clay |  | Clay Tiles & 1 layer felt underlay | ft2 | 1.778839847 | 1.778839847 | 6.91 | 10.13 | 15.0937 | BEES 2.1: Clay Tiles & 1 layer felt underlay | Assemblies 5-Roofing 10-Gable End Roofing Systems | ft2 |  | ft2
Roof Cover and underlayment combined | structure |  | Clay |  | Clay Tiles & 2 layers felt underlay | ft2 | 1.818869813 | 1.818869813 | 6.97 | 10.3 | 15.347 | BEES 2.1: Clay Tiles & 2 layers felt underlay | Assemblies 5-Roofing 10-Gable End Roofing Systems | ft2 |  | ft2
Roof Cover and underlayment combined | structure |  | Aluminum |  | Aluminum Roof Panels & 1 layer felt underlay | ft2 | 5.094 | 3.8714 | 1.5 | 2.57 | 3.8293 | LCA Commons: NREL/USLCI - Aluminum, sheet, coated, at plant | 07 41 13.10 Aluminum Roof Panels | kg | Assume 0.76 kg/ft2 (https://roofobservations.com/weight-of-roofing-materials/). Assume transportation ghg is same as for asphalt shingles (~0.30 kg) | ft2 |  | https://www.lcacommons.gov/lca-collaboration/National_Renewable_Energy_Laboratory/USLCI_Database_Public/dataset/PROCESS/0f02f4bf-055b-35ff-ac40-1a21be06165f
Roof Cover and underlayment combined | structure |  | Aluminum |  | Aluminum Roof Panels & 2 layer felt underlay | ft2 | 5.134 | 3.9018 | 1.56 | 2.74 | 4.0826 | LCA Commons: NREL/USLCI - Aluminum, sheet, coated, at plant | 07 41 13.10 Aluminum Roof Panels | kg | Assume 0.76 kg/ft2 (https://roofobservations.com/weight-of-roofing-materials/). Assume transportation ghg is same as for asphalt shingles (~0.30 kg) | ft2 |  | https://www.lcacommons.gov/lca-collaboration/National_Renewable_Energy_Laboratory/USLCI_Database_Public/dataset/PROCESS/0f02f4bf-055b-35ff-ac40-1a21be06165f
Roof Sheathing | structure |  |  |  | Sheathing, Plywood on roofs, CDX, 3/8", Pneumatic nailed | ft2 | 0.315 | 0.315 | 1.08 | 1.41 | 1.73 | BEES 2.1: 3/8" Plywood sheathing - roof | 06 16 36.10 Sheathing | ft2 |  | ft2
Roof Sheathing | structure |  |  |  | Sheathing, Plywood on roofs, CDX, 1/2", Pneumatic nailed | ft2 | 0.315 | 0.42 | 1.16 | 1.52 | 1.86 | BEES 2.1: 3/8" Plywood sheathing - roof | 06 16 36.10 Sheathing | ft2 |  | ft2
Roof Sheathing | structure |  |  |  | Sheathing, Plywood on roofs, CDX, 5/8", Pneumatic nailed | ft2 | 0.315 | 0.525 | 1.37 | 1.76 | 2.15 | BEES 2.1: 3/8" Plywood sheathing - roof | 06 16 36.10 Sheathing | ft2 |  | ft2
Roof Sheathing | structure |  |  |  | Sheathing, Plywood on roofs, CDX, 3/4", Pneumatic nailed | ft2 | 0.315 | 0.63 | 1.71 | 2.13 | 2.57 | BEES 2.1: 3/8" Plywood sheathing - roof | 06 16 36.10 Sheathing | ft2 |  | ft2
Facade | structure |  |  |  | Generic Brick & Mortar | ft2 | 3.368067977 | 3.3681 | 12.4 | 18.6 | 24 | BEES 2.1: Generic Brick & Mortar | 04 21 13.13 Brick Veneer Masonry - 2000 standard, sl. Common | ft2 |  | ft2
Facade | structure |  |  |  | Aluminum Siding, 0.024" thick 8" wide | ft2 | 0.585697938 | 0.5857 | 3.73 | 4.93 | 6.05 | BEES 2.1: Generic Aluminum Siding | 07 42 13.20 Aluminum Siding Panels | ft2 |  | ft2
Facade | structure |  |  |  | Stucco, 3 coats 1" thick on wood frame | ft2 | 1.729229549 | 1.7292 | 1.27 | 5.21 | 7.65 | BEES 2.1: Generic Stucco Traditional (Residential) | 09 24 23.40 Stucco | ft2 |  | ft2
Facade | structure |  |  |  | Wood, cedar bevel, A grade, 1/2"x6" | ft2 | 1.055966894 | 1.056 | 5.4 | 6.45 | 7.65 | BEES 2.1: Generic Cedar Siding | 07 46 23.10 Wood Board Siding | ft2 |  | ft2
Facade | structure |  |  |  | Vinyl siding, clapboard profile, double 4 | ft2 | 0.495670735 | 0.49567 | 1.5 | 2.75 | 3.68 | BEES 2.1: Average Vinyl Siding | 07 46 33.10 Vinyl Siding | ft2 |  | ft2
Facade | structure |  |  |  | Vinyl siding, clapboard profile, double 4 + Insulation, fan folded extruded PS 1/4" | ft2 | 0.633425475 | 0.63343 | 1.91 | 3.47 | 4.63 | BEES 2.1: Average Insulated Vinyl Siding | 07 46 33.10 Vinyl Siding | ft2 |  | ft2
Facade | structure |  |  |  | Polypropylene Siding, single profile, random grooves, double 7 | ft2 | 1.250203837 | 1.2502 | 4.85 | 6.4 | 7.85 | BEES 2.1: Average Polypropylene Siding | 07 46 33.20 Polypropylene Siding | ft2 |  | ft2
Facade | structure |  |  |  | EIFS, Field applied, 1" EPS insulation | ft2 | 0.919439233 | 0.91944 | 0.46 | 4.4 | 6.8 | BEES 2.1: Dryvit EIFS Cladding Outsulation MD (CA) | 07 24 13.10 Exterior Insulation and Finish System | ft2 |  | ft2
Facade | structure |  |  |  | EIFS, Field applied, 2" EPS insulation | ft2 | 1.185756249 | 1.1858 | 1.71 | 5.65 | 8.15 | BEES 2.1: Dryvit EIFS Cladding Outsulation Plus (CA) | 07 24 13.10 Exterior Insulation and Finish System | ft2 |  | ft2
Exterior Wall Sheathing | structure |  |  |  | Sheathing, Plywood on walls, CDX, 3/8", Pneumatic nailed | ft2 | 0.315 | 0.315 | 1.08 | 1.6 | 2.03 | BEES 2.1: 3/8" Plywood sheathing - roof | 06 16 36.10 Sheathing | ft2 |  | ft2
Exterior Wall Sheathing | structure |  |  |  | Sheathing, Plywood on walls, CDX, 1/2", Pneumatic nailed | ft2 | 0.315 | 0.42 | 1.16 | 1.71 | 2.17 | BEES 2.1: 3/8" Plywood sheathing - roof | 06 16 36.10 Sheathing | ft2 |  | ft2
Exterior Wall Sheathing | structure |  |  |  | Sheathing, Plywood on walls, CDX, 5/8", Pneumatic nailed | ft2 | 0.315 | 0.525 | 1.37 | 1.84 | 2.28 | BEES 2.1: 3/8" Plywood sheathing - roof | 06 16 36.10 Sheathing | ft2 |  | ft2
Exterior Wall Sheathing | structure |  |  |  | Sheathing, Plywood on walls, CDX, 3/4", Pneumatic nailed | ft2 | 0.315 | 0.63 | 1.71 | 2.22 | 2.71 | BEES 2.1: 3/8" Plywood sheathing - roof | 06 16 36.10 Sheathing | ft2 |  | ft2

## test_fp
fid | component_join | component | n
xyz | a | a1 | 1
xyz | b | b1 | 1
xyz | b | b2 | 1

## test_comp
component | material
a | wood
a | metal
a | plastic
a | glass
b | cotton
b | silk
b | wool
b | nylon
c | wood
d | metal
e | plastic
f | glass
g | cotton
h | silk
i | wool
j | nylon
k | wood
l | metal
m | plastic
n | glass
o | cotton
p | silk
q | wool
r | nylon
s | wood
t | metal
u | plastic
v | glass

## USEEIO_data
component | type | product | functional_unit | unit_cost | industry | naics_code | kg_co2
Underfloor Insulation | structure | Generic Blown Cellulose R-30 | ft2 | 0.53 | All other converted paper product manufacturing | 322299
Underfloor Insulation | structure | Generic Blown Cellulose R-38 | ft2 | 0.74 | All other converted paper product manufacturing | 322299
Underfloor Insulation | structure | Generic Blown Cellulose R-49 | ft2 | 1.02 | All other converted paper product manufacturing | 322299
Underfloor Insulation | structure | Generic Blown Cellulose R-60 | ft2 | 1.31 | All other converted paper product manufacturing | 322299
Underfloor Insulation | structure | Generic Blown Cellulose R-30 | ft2 | 0.85 | All other converted paper product manufacturing | 322299
Underfloor Insulation | structure | Generic Blown Cellulose R-38 | ft2 | 1.1 | All other converted paper product manufacturing | 322299
Underfloor Insulation | structure | Generic Blown Cellulose R-49 | ft2 | 1.42 | All other converted paper product manufacturing | 322299
Underfloor Insulation | structure | Generic Blown Cellulose R-60 | ft2 | 1.75 | All other converted paper product manufacturing | 322299
Underfloor Insulation | structure | Generic Fiberglass Batt R-30 | ft2 | 1.47 | Mineral Wool Manufacturing | 327993
Underfloor Insulation | structure | Generic Fiberglass Batt R-30 | ft2 | 1.25 | Mineral Wool Manufacturing | 327993
Underfloor Insulation | structure | Generic Fiberglass Batt R-38 | ft2 | 1.65 | Mineral Wool Manufacturing | 327993
Underfloor Insulation | structure | Generic Fiberglass Batt R-38 | ft2 | 1.6 | Mineral Wool Manufacturing | 327993
Underfloor Insulation | structure | Generic Fiberglass Batt R-49 | ft2 | 2.37 | Mineral Wool Manufacturing | 327993
Underfloor Insulation | structure | Generic Fiberglass Batt R-60 | ft2 | 2.94 | Mineral Wool Manufacturing | 327993
Underfloor Insulation | structure | Generic Fiberglass Batt R-60 | ft2 | 2.5 | Mineral Wool Manufacturing | 327993
Underfloor Insulation | structure | Generic Blown Fiberglass R-30 | ft2 | 0.94 | Mineral Wool Manufacturing | 327993
Underfloor Insulation | structure | Generic Blown Fiberglass R-38 | ft2 | 1.17 | Mineral Wool Manufacturing | 327993
Underfloor Insulation | structure | Generic Blown Fiberglass R-49 | ft2 | 1.62 | Mineral Wool Manufacturing | 327993
Underfloor Insulation | structure | Generic Blown Fiberglass R-60 | ft2 | 1.87 | Mineral Wool Manufacturing | 327993
Underfloor Insulation | structure | Average Blown Mineral Wool R-30 | ft2 | 1.34 | Mineral Wool Manufacturing | 327993
Underfloor Insulation | structure | Average Blown Mineral Wool R-38 | ft2 | 1.69 | Mineral Wool Manufacturing | 327993
Underfloor Insulation | structure | Average Blown Mineral Wool R-49 | ft2 | 2.19 | Mineral Wool Manufacturing | 327993
Underfloor Insulation | structure | Average Blown Mineral Wool R-60 | ft2 | 2.68 | Mineral Wool Manufacturing | 327993
Underfloor Insulation | structure | Polystyrene Foam Board R-5 | ft2 | 0.92 | Polystyrene foam products | 326140
Underfloor Insulation | structure | Polystyrene Foam Board R-10 | ft2 | 1.35 | Polystyrene foam products | 326140
Underfloor Insulation | structure | Polyurethane Foam Board R-13.1 | ft2 | 1.48 | Urethane and other foam products | 326150
Underfloor Ductwork | structure | flexible duct, aluminium/PET, DN of 125 | ft | 2.08 | Aluminum product manufacturing from purchased aluminum | 33131B
Underfloor Ductwork | structure | flexible duct, aluminium/PET, DN of 125 | ft | 2.21 | Aluminum product manufacturing from purchased aluminum | 33131B
Underfloor Ductwork | structure | flexible duct, aluminium/PET, DN of 125 | ft | 2.08 | Aluminum product manufacturing from purchased aluminum | 33131B
Underfloor Ductwork | structure | ventilation duct, steel, 100x50 mm | ft | 3.2 | Steel product manufacturing from purchased steel | 331200
Underfloor Ductwork | structure | ventilation duct, steel, 100x50 mm | ft | 2.563333333 | Steel product manufacturing from purchased steel | 331200
Heating/Cooling Unit or HVAC | structure | heat pump - 36,000 btu | ea | 1843 | Air conditioning, refrigeration, and warm air heating equipment manufacturing | 333415
Heating/Cooling Unit or HVAC | structure | natural gas furnace - 88,000 btu | ea | 1776 | Air conditioning, refrigeration, and warm air heating equipment manufacturing | 333415
Heating/Cooling Unit or HVAC | structure | natural gas furnace - 110,000 btu | ea | 3583 | Air conditioning, refrigeration, and warm air heating equipment manufacturing | 333415
Heating/Cooling Unit or HVAC | structure | natural gas furnace - 66,000 btu | ea | 2576 | Air conditioning, refrigeration, and warm air heating equipment manufacturing | 333415
Heating/Cooling Unit or HVAC | structure | natural gas furnace - 44,000 btu | ea | 1647 | Air conditioning, refrigeration, and warm air heating equipment manufacturing | 333415
Heating/Cooling Unit or HVAC | structure | electric furnace - 68,242 btu | ea | 1952 | Air conditioning, refrigeration, and warm air heating equipment manufacturing | 333415
Heating/Cooling Unit or HVAC | structure | electric furnace - 51,182 btu | ea | 1727 | Air conditioning, refrigeration, and warm air heating equipment manufacturing | 333415
Heating/Cooling Unit or HVAC | structure | electric furnace - 40,878 btu | ea | 1677 | Air conditioning, refrigeration, and warm air heating equipment manufacturing | 333415
Heating/Cooling Unit or HVAC | structure | electric furnace - 34,121 btu | ea | 1630 | Air conditioning, refrigeration, and warm air heating equipment manufacturing | 333415
Heating/Cooling Unit or HVAC | structure | oil furnace - 84,000 - 140,000 btu | ea | 3724 | Air conditioning, refrigeration, and warm air heating equipment manufacturing | 333415
Heating/Cooling Unit or HVAC | structure | oil furnace - 70,000 - 106,250 btu | ea | 2885 | Air conditioning, refrigeration, and warm air heating equipment manufacturing | 333415
Heating/Cooling Unit or HVAC | structure | oil furnace - 119,000 - 156,250 btu | ea | 3087 | Air conditioning, refrigeration, and warm air heating equipment manufacturing | 333415
Wood Subfloor | structure | 3/8" OSB | ft2 | 0.860625 | Veneer, plywood, and engineered wood product manufacturing | 321200
Wood Subfloor | structure | 3/8" OSB | ft2 | 0.984375 | Veneer, plywood, and engineered wood product manufacturing | 321200
Wood Subfloor | structure | 3/8" OSB | ft2 | 1.291875 | Veneer, plywood, and engineered wood product manufacturing | 321200
Wood Subfloor | structure | 3/8" OSB | ft2 | 1.794375 | Veneer, plywood, and engineered wood product manufacturing | 321200
Wood Subfloor | structure | 3/8" Plywood | ft2 | 1.209375 | Veneer, plywood, and engineered wood product manufacturing | 321200
Wood Subfloor | structure | 3/8" Plywood | ft2 | 1.55875 | Veneer, plywood, and engineered wood product manufacturing | 321200
Wood Subfloor | structure | 3/8" Plywood | ft2 | 1.203125 | Veneer, plywood, and engineered wood product manufacturing | 321200
Wood Subfloor | structure | 3/8" Plywood | ft2 | 1.603125 | Veneer, plywood, and engineered wood product manufacturing | 321200
Wood Subfloor | structure | 3/8" Plywood | ft2 | 1.65625 | Veneer, plywood, and engineered wood product manufacturing | 321200
Wood Subfloor | structure | 3/8" Plywood | ft2 | 1.674375 | Veneer, plywood, and engineered wood product manufacturing | 321200
Finished Floor Underlayment | structure | 3/8" OSB | ft2 | 0.860625 | Veneer, plywood, and engineered wood product manufacturing | 321200
Finished Floor Underlayment | structure | 3/8" OSB | ft2 | 0.984375 | Veneer, plywood, and engineered wood product manufacturing | 321200
Finished Floor Underlayment | structure | 3/8" OSB | ft2 | 1.291875 | Veneer, plywood, and engineered wood product manufacturing | 321200
Finished Floor Underlayment | structure | 3/8" OSB | ft2 | 1.794375 | Veneer, plywood, and engineered wood product manufacturing | 321200
Finished Floor Underlayment | structure | 3/8" Plywood | ft2 | 1.209375 | Veneer, plywood, and engineered wood product manufacturing | 321200
Finished Floor Underlayment | structure | 3/8" Plywood | ft2 | 1.55875 | Veneer, plywood, and engineered wood product manufacturing | 321200
Finished Floor Underlayment | structure | 3/8" Plywood | ft2 | 1.203125 | Veneer, plywood, and engineered wood product manufacturing | 321200
Finished Floor Underlayment | structure | 3/8" Plywood | ft2 | 1.603125 | Veneer, plywood, and engineered wood product manufacturing | 321200
Finished Floor Underlayment | structure | 3/8" Plywood | ft2 | 1.65625 | Veneer, plywood, and engineered wood product manufacturing | 321200
Finished Floor Underlayment | structure | 3/8" Plywood | ft2 | 1.674375 | Veneer, plywood, and engineered wood product manufacturing | 321200
Finished Floor Underlayment | structure | 1/8" Wood Fiber Underlayment | ft2 | 0.417149758 | Other wood product manufacturing | 3219A0
Finished Floor Underlayment | structure | 1/8" Wood Fiber Underlayment | ft2 | 0.533333333 | Other wood product manufacturing | 3219A0
Finished Floor Underlayment | structure | 1/4" Wood Fiber Underlayment | ft2 | 0.861342593 | Other wood product manufacturing | 3219A0
Finished Floor | structure | Average Hardwood | ft2 | 6.99 | Wooden windows, door, and flooring | 321910
Finished Floor | structure | Average Hardwood | ft2 | 5.99 | Wooden windows, door, and flooring | 321910
Finished Floor | structure | Average Hardwood | ft2 | 5.29 | Wooden windows, door, and flooring | 321910
Finished Floor | structure | Average Engineered Hardwood | ft2 | 4.4 | Wooden windows, door, and flooring | 321910
Finished Floor | structure | Average Engineered Hardwood | ft2 | 6.29 | Wooden windows, door, and flooring | 321910
Finished Floor | structure | Average Engineered Hardwood | ft2 | 5.99 | Wooden windows, door, and flooring | 321910
Finished Floor | structure | Generic Terrazzo | ft2 | 7.66 | Cut stone and stone products | 327991
Finished Floor | structure | Generic Terrazzo | ft2 | 5.49 | Cut stone and stone products | 327991
Finished Floor | structure | Generic Terrazzo | ft2 | 16.99 | Cut stone and stone products | 327991
Finished Floor | structure | Average Ceramic Tile | ft2 | 8.99 | Clay and ceramic products | 327100
Finished Floor | structure | Average Ceramic Tile | ft2 | 13.06 | Clay and ceramic products | 327100
Finished Floor | structure | Average Ceramic Tile | ft2 | 1.2 | Clay and ceramic products | 327100
Finished Floor | structure | Generic Marble Tile | ft2 | 5.79 | Cut stone and stone products | 327991
Finished Floor | structure | Generic Marble Tile | ft2 | 10.47 | Cut stone and stone products | 327991
Finished Floor | structure | Generic Marble Tile | ft2 | 15.87 | Cut stone and stone products | 327991
Finished Floor | structure | Generic Cork Plank | ft2 | 4.29 | Other wood product manufacturing | 3219A0
Finished Floor | structure | Generic Cork Plank | ft2 | 6.29 | Other wood product manufacturing | 3219A0
Finished Floor | structure | Generic Cork Plank | ft2 | 5.29 | Other wood product manufacturing | 3219A0
Finished Floor | structure | Forbo Marmoleum - 2.5 mm | ft2 | 5.15 | Other plastics product manufacturing | 326190
Finished Floor | structure | Forbo Marmoleum - 2.0 mm | ft2 | 4.63 | Other plastics product manufacturing | 326190
Finished Floor | structure | Forbo Eternal | ft2 | 5.99 | Other plastics product manufacturing | 326190
Finished Floor | structure | Generic Resid. Broadloom Carpet - Nylon | ft2 | 3.49 | Carpet and rug mills | 314110
Finished Floor | structure | Generic Resid. Broadloom Carpet - Nylon | ft2 | 3.79 | Carpet and rug mills | 314110
Finished Floor | structure | Generic Resid. Broadloom Carpet - Nylon | ft2 | 4.99 | Carpet and rug mills | 314110
Finished Floor | structure | Generic Resid. Broadloom Carpet - Wool | ft2 | 4.44 | Carpet and rug mills | 314110
Finished Floor | structure | Generic Resid. Broadloom Carpet - Wool | ft2 | 6.64 | Carpet and rug mills | 314110
Finished Floor | structure | Generic Resid. Broadloom Carpet - Wool | ft2 | 8.04 | Carpet and rug mills | 314110
Finished Floor | structure | Generic Resid. Broadloom Carpet - Polyester | ft2 | 1 | Carpet and rug mills | 314110
Finished Floor | structure | Generic Resid. Broadloom Carpet - Polyester | ft2 | 2.64 | Carpet and rug mills | 314110
Finished Floor | structure | Generic Resid. Broadloom Carpet - Polyester | ft2 | 3.69 | Carpet and rug mills | 314110
Bottom Cabinets | structure | Home Depot lowest estimate | ea | 400 | Wood kitchen cabinet and countertop manufacturing | 337110
Bottom Cabinets | structure | Home Depot medium estimate | ea | 4500 | Wood kitchen cabinet and countertop manufacturing | 337110
Bottom Cabinets | structure | Home Depot higher estimate | ea | 10000 | Wood kitchen cabinet and countertop manufacturing | 337110
Top Cabinets | structure | Home Depot lowest estimate | ea | 485 | Wood kitchen cabinet and countertop manufacturing | 337110
Top Cabinets | structure | Home Depot medium estimate | ea | 4500 | Wood kitchen cabinet and countertop manufacturing | 337110
Top Cabinets | structure | Home Depot higher estimate | ea | 9000 | Wood kitchen cabinet and countertop manufacturing | 337110
Counter Tops | structure | Home Depot lowest estimate | ea | 571 | Wood kitchen cabinet and countertop manufacturing | 337110
Counter Tops | structure | Home Depot medium estimate | ea | 2000 | Cut stone and stone products | 327991
Counter Tops | structure | Home Depot higher estimate | ea | 5000 | Cut stone and stone products | 327991
Bathroom Bottom Cabinets | structure | 24" vanity | ea | 158 | Wood kitchen cabinet and countertop manufacturing | 337110
Bathroom Bottom Cabinets | structure | 36" vanity | ea | 549 | Wood kitchen cabinet and countertop manufacturing | 337110
Bathroom Bottom Cabinets | structure | 60" vanity | ea | 811 | Wood kitchen cabinet and countertop manufacturing | 337110
Bathroom Top Cabinets | structure | 23" wall cabinet | ea | 90 | Wood kitchen cabinet and countertop manufacturing | 337110
Bathroom Top Cabinets | structure | 26.5" wall cabinet | ea | 208 | Wood kitchen cabinet and countertop manufacturing | 337110
Bathroom Top Cabinets | structure | 26" wall cabinet | ea | 297 | Wood kitchen cabinet and countertop manufacturing | 337110
Water Heater | structure | electric water heater - 50 gallon | ea | 689 | Heating equipment other than warm air furnaces | 333414
Water Heater | structure | electric water heater - 50 gallon | ea | 519 | Heating equipment other than warm air furnaces | 333414
Water Heater | structure | electric water heater - 38 gallon | ea | 529 | Heating equipment other than warm air furnaces | 333414
Water Heater | structure | natural gas water heater - 50 gallon | ea | 669 | Heating equipment other than warm air furnaces | 333414
Water Heater | structure | natural gas water heater - 50 gallon | ea | 879 | Heating equipment other than warm air furnaces | 333414
Water Heater | structure | natural gas water heater - 40 gallon | ea | 719 | Heating equipment other than warm air furnaces | 333414
Water Heater | structure | tankless natural gas water heater - 9.5 gpm | ea | 1469 | Heating equipment other than warm air furnaces | 333414
Water Heater | structure | tankless natural gas water heater - 9.5 gpm | ea | 985 | Heating equipment other than warm air furnaces | 333414
Water Heater | structure | tankless natural gas water heater - 11 gpm | ea | 1855 | Heating equipment other than warm air furnaces | 333414
Water Heater | structure | tankless electric water heater - 3.5 gpm | ea | 459 | Heating equipment other than warm air furnaces | 333414
Water Heater | structure | tankless electric water heater - 5.3 gpm | ea | 559 | Heating equipment other than warm air furnaces | 333414
Water Heater | structure | tankless electric water heater - 7 gpm | ea | 619 | Heating equipment other than warm air furnaces | 333414
Wall Paint - Interior | structure | latex interior paint + primer | ft2 | 0.076 | Paint and coating manufacturing | 325510
Wall Paint - Exterior | structure | latex exterior paint + primer | ft2 | 0.1675 | Paint and coating manufacturing | 325510
Exterior Doors | structure | wood exterior door | ea | 708 | Wooden windows, door, and flooring | 321910
Exterior Doors | structure | wood exterior door | ea | 855 | Wooden windows, door, and flooring | 321910
Exterior Doors | structure | wood exterior door | ea | 1350 | Wooden windows, door, and flooring | 321910
Exterior Doors | structure | fiberglass exterior door | ea | 597 | Glass and Glass Product Manufacturing | 327200
Exterior Doors | structure | fiberglass exterior door | ea | 399 | Glass and Glass Product Manufacturing | 327200
Exterior Doors | structure | fiberglass exterior door | ea | 1048 | Glass and Glass Product Manufacturing | 327200
Exterior Doors | structure | steel exterior door | ea | 265 | Metal windows, doors, and architectural products | 332320
Exterior Doors | structure | steel exterior door | ea | 349 | Metal windows, doors, and architectural products | 332320
Exterior Doors | structure | steel exterior door | ea | 169 | Metal windows, doors, and architectural products | 332320
Interior Doors | structure | hollow-core interior door | ea | 58 | Wooden windows, door, and flooring | 321910
Interior Doors | structure | hollow-core interior door | ea | 66 | Wooden windows, door, and flooring | 321910
Interior Doors | structure | hollow-core interior door | ea | 82 | Wooden windows, door, and flooring | 321910
Sheetrock/drywall | structure | Gypsum Wallboard Regular (1/2") | ft2 | 0.366875 | Lime and gypsum products | 327400
Sheetrock/drywall | structure | Gypsum Wallboard Regular (1/2") | ft2 | 0.514375 | Lime and gypsum products | 327400
Sheetrock/drywall | structure | Gypsum Wallboard Regular (1/2") | ft2 | 0.3953125 | Lime and gypsum products | 327400
Sheetrock/drywall | structure | Gypsum Wallboard Type X (5/8") | ft2 | 0.40375 | Lime and gypsum products | 327400
Sheetrock/drywall | structure | Gypsum Wallboard Type X (5/8") | ft2 | 0.40375 | Lime and gypsum products | 327400
Wall Insulation | structure | Generic Blown Cellulose R-13 | ft2 | 0.20 | All other converted paper product manufacturing | 322299
Wall Insulation | structure | Generic Blown Cellulose R-19 | ft2 | 0.30 | All other converted paper product manufacturing | 322299
Wall Insulation | structure | Generic Blown Cellulose R-13 | ft2 | 0.37 | All other converted paper product manufacturing | 322299
Wall Insulation | structure | Generic Blown Cellulose R-19 | ft2 | 0.52 | All other converted paper product manufacturing | 322299
Wall Insulation | structure | Generic Fiberglass Batt R-13 | ft2 | 0.962556306 | Mineral Wool Manufacturing | 327993
Wall Insulation | structure | Generic Fiberglass Batt R-13 | ft2 | 0.750611979 | Mineral Wool Manufacturing | 327993
Wall Insulation | structure | Generic Fiberglass Batt R-13 | ft2 | 0.583767202 | Mineral Wool Manufacturing | 327993
Wall Insulation | structure | Generic Fiberglass Roll R-13 | ft2 | 0.46675 | Mineral Wool Manufacturing | 327993
Wall Insulation | structure | Generic Fiberglass Roll R-13 | ft2 | 0.754552083 | Mineral Wool Manufacturing | 327993
Wall Insulation | structure | Generic Fiberglass Roll R-13 | ft2 | 0.629923611 | Mineral Wool Manufacturing | 327993
Wall Insulation | structure | Generic Fiberglass Batt R-19 | ft2 | 0.64625 | Mineral Wool Manufacturing | 327993
Wall Insulation | structure | Generic Fiberglass Batt R-19 | ft2 | 1.082167742 | Mineral Wool Manufacturing | 327993
Wall Insulation | structure | Generic Fiberglass Batt R-19 | ft2 | 0.991674376 | Mineral Wool Manufacturing | 327993
Wall Insulation | structure | Generic Fiberglass Roll R-19 | ft2 | 0.969877913 | Mineral Wool Manufacturing | 327993
Wall Insulation | structure | Generic Fiberglass Roll R-19 | ft2 | 0.865947787 | Mineral Wool Manufacturing | 327993
Wall Insulation | structure | Generic Fiberglass Roll R-19 | ft2 | 0.868055556 | Mineral Wool Manufacturing | 327993
Wall Insulation | structure | Average Mineral Wool Board R-13 | ft2 | 1.149234694 | Mineral Wool Manufacturing | 327993
Wall Insulation | structure | Average Mineral Wool Board R-19 | ft2 | 1.235969388 | Mineral Wool Manufacturing | 327993
Wall Insulation | structure | Average Blown Mineral Wool R-13 | ft2 | 0.58 | Mineral Wool Manufacturing | 327993
Wall Insulation | structure | Average Blown Mineral Wool R-19 | ft2 | 0.85 | Mineral Wool Manufacturing | 327993
Baseboard | structure | MDF Base Moulding | ft | 2.4225 | Veneer, plywood, and engineered wood product manufacturing | 321200
Baseboard | structure | Pine wood baseboard molding | ft | 2.84 | Veneer, plywood, and engineered wood product manufacturing | 321200
Baseboard | structure | Vinyl Base Molding | ft | 1.928333333 | Veneer, plywood, and engineered wood product manufacturing | 321200
Refrigerator | structure | 10.1 ft3 Refrigerator | ea | 379 | Household refrigerator and home freezer manufacturing | 335222
Refrigerator | structure | 18.7 ft3 Refrigerator | ea | 799 | Household refrigerator and home freezer manufacturing | 335222
Refrigerator | structure | 17.6 ft3 Refrigerator | ea | 1198 | Household refrigerator and home freezer manufacturing | 335222
Dishwasher | structure | 24 in. dishwasher | ea | 348 | Other major household appliance manufacturing | 335228
Dishwasher | structure | 24 in. dishwasher | ea | 548 | Other major household appliance manufacturing | 335228
Dishwasher | structure | 24 in. dishwasher | ea | 898 | Other major household appliance manufacturing | 335228
Microwave | structure | .7 ft3 microwave | ea | 65 | Household cooking appliance manufacturing | 335221
Microwave | structure | 1.6 ft3 microwave | ea | 198 | Household cooking appliance manufacturing | 335221
Microwave | structure | 2.2 ft3 microwave | ea | 449 | Household cooking appliance manufacturing | 335221
Clothes Washer | structure | Top load washer | ea | 478 | Household laundry equipment manufacturing | 335224
Clothes Washer | structure | Top load washer | ea | 578 | Household laundry equipment manufacturing | 335224
Clothes Washer | structure | Front load washer | ea | 748 | Household laundry equipment manufacturing | 335224
Clothes Washer | structure | Front load washer | ea | 628 | Household laundry equipment manufacturing | 335224
Clothes Dryer | structure | Electric dryer | ea | 598 | Household laundry equipment manufacturing | 335224
Clothes Dryer | structure | Electric dryer | ea | 628 | Household laundry equipment manufacturing | 335224
Clothes Dryer | structure | Gas dryer | ea | 798 | Household laundry equipment manufacturing | 335224
Clothes Dryer | structure | Gas dryer | ea | 578 | Household laundry equipment manufacturing | 335224
Oven/stove | structure | Electric Range | ea | 648 | Household cooking appliance manufacturing | 335221
Oven/stove | structure | Electric Range | ea | 798 | Household cooking appliance manufacturing | 335221
Oven/stove | structure | Electric Range | ea | 1198 | Household cooking appliance manufacturing | 335221
Oven/stove | structure | Gas Range | ea | 648 | Household cooking appliance manufacturing | 335221
Oven/stove | structure | Gas Range | ea | 1198 | Household cooking appliance manufacturing | 335221
Oven/stove | structure | Gas Range | ea | 798 | Household cooking appliance manufacturing | 335221
Range hood | structure | Under cabinet range hood | ea | 229 | Household cooking appliance manufacturing | 335221
Range hood | structure | Under cabinet range hood | ea | 133 | Household cooking appliance manufacturing | 335221
Range hood | structure | Under cabinet range hood | ea | 281 | Household cooking appliance manufacturing | 335221
Bottom Outlets | structure | 15 amp duplex outlet | ea | 2.42 | Wiring device manufacturing | 335930
Bottom Outlets | structure | 15 amp duplex outlet | ea | 1.89 | Wiring device manufacturing | 335930
Bottom Outlets | structure | 15 amp duplex outlet | ea | 1.22 | Wiring device manufacturing | 335930
Top Outlets | structure | 15 amp duplex outlet | ea | 2.42 | Wiring device manufacturing | 335930
Top Outlets | structure | 15 amp duplex outlet | ea | 1.89 | Wiring device manufacturing | 335930
Top Outlets | structure | 15 amp duplex outlet | ea | 1.22 | Wiring device manufacturing | 335930
Light Switches | structure | light switch | ea | 1.7 | Wiring device manufacturing | 335930
Light Switches | structure | light switch | ea | 0.77 | Wiring device manufacturing | 335930
Light Switches | structure | light switch | ea | 1.38 | Wiring device manufacturing | 335930
Wiring | structure | 12/2 solid Romex | 4m | 0.43 | Communication and energy wire and cable manufacturing | 335920
Wiring | structure | 12/2 solid Romex | 4m | 0.43 | Communication and energy wire and cable manufacturing | 335920
Wiring | structure | 12/2 solid CerroMax | 4m | 0.82 | Communication and energy wire and cable manufacturing | 335920
Electrical Panel | structure | 200 amp, 30-space, 60-circuit | ea | 198 | Wiring device manufacturing | 335930
Electrical Panel | structure | 200 amp, 40-space, 80-circuit | ea | 298 | Wiring device manufacturing | 335930
Electrical Panel | structure | 200 amp, 30-space, 60-circuit | ea | 285 | Wiring device manufacturing | 335930
Windows | structure | 31.25x60.25 double hung | ea | 289 | Wooden windows, door, and flooring | 321910
Windows | structure | 29.375x56.5 double hung | ea | 579 | Wooden windows, door, and flooring | 321910
Windows | structure | 37-5/8x56-7/8 double hung | ea | 878 | Wooden windows, door, and flooring | 321910
Ceiling Paint | structure | latex interior paint + primer | ft2 | 0.076 | Paint and coating manufacturing | 325510
Ceiling | structure | Gypsum Wallboard Regular (1/2") | ft2 | 0.366875 | Lime and gypsum products | 327400
Ceiling | structure | Gypsum Wallboard Regular (1/2") | ft2 | 0.514375 | Lime and gypsum products | 327400
Ceiling | structure | Gypsum Wallboard Regular (1/2") | ft2 | 0.3953125 | Lime and gypsum products | 327400
Ceiling | structure | Gypsum Wallboard Type X (5/8") | ft2 | 0.40375 | Lime and gypsum products | 327400
Ceiling | structure | Gypsum Wallboard Type X (5/8") | ft2 | 0.40375 | Lime and gypsum products | 327400
Ceiling Insulation | structure | Generic Blown Cellulose R-30 | ft2 | 0.53 | All other converted paper product manufacturing | 322299
Ceiling Insulation | structure | Generic Blown Cellulose R-38 | ft2 | 0.74 | All other converted paper product manufacturing | 322299
Ceiling Insulation | structure | Generic Blown Cellulose R-49 | ft2 | 1.02 | All other converted paper product manufacturing | 322299
Ceiling Insulation | structure | Generic Blown Cellulose R-60 | ft2 | 1.31 | All other converted paper product manufacturing | 322299
Ceiling Insulation | structure | Generic Blown Cellulose R-30 | ft2 | 0.85 | All other converted paper product manufacturing | 322299
Ceiling Insulation | structure | Generic Blown Cellulose R-38 | ft2 | 1.10 | All other converted paper product manufacturing | 322299
Ceiling Insulation | structure | Generic Blown Cellulose R-49 | ft2 | 1.42 | All other converted paper product manufacturing | 322299
Ceiling Insulation | structure | Generic Blown Cellulose R-60 | ft2 | 1.75 | All other converted paper product manufacturing | 322299
Ceiling Insulation | structure | Generic Fiberglass Batt R-30 | ft2 | 1.47 | Mineral Wool Manufacturing | 327993
Ceiling Insulation | structure | Generic Fiberglass Batt R-30 | ft2 | 1.25 | Mineral Wool Manufacturing | 327993
Ceiling Insulation | structure | Generic Fiberglass Batt R-38 | ft2 | 1.65 | Mineral Wool Manufacturing | 327993
Ceiling Insulation | structure | Generic Fiberglass Batt R-38 | ft2 | 1.6 | Mineral Wool Manufacturing | 327993
Ceiling Insulation | structure | Generic Fiberglass Batt R-49 | ft2 | 2.37 | Mineral Wool Manufacturing | 327993
Ceiling Insulation | structure | Generic Fiberglass Batt R-60 | ft2 | 2.94 | Mineral Wool Manufacturing | 327993
Ceiling Insulation | structure | Generic Fiberglass Batt R-60 | ft2 | 2.5 | Mineral Wool Manufacturing | 327993
Ceiling Insulation | structure | Generic Blown Fiberglass R-30 | ft2 | 0.94 | Mineral Wool Manufacturing | 327993
Ceiling Insulation | structure | Generic Blown Fiberglass R-38 | ft2 | 1.17 | Mineral Wool Manufacturing | 327993
Ceiling Insulation | structure | Generic Blown Fiberglass R-49 | ft2 | 1.62 | Mineral Wool Manufacturing | 327993
Ceiling Insulation | structure | Generic Blown Fiberglass R-60 | ft2 | 1.87 | Mineral Wool Manufacturing | 327993
Ceiling Insulation | structure | Average Blown Mineral Wool R-30 | ft2 | 1.34 | Mineral Wool Manufacturing | 327993
Ceiling Insulation | structure | Average Blown Mineral Wool R-38 | ft2 | 1.69 | Mineral Wool Manufacturing | 327993
Ceiling Insulation | structure | Average Blown Mineral Wool R-49 | ft2 | 2.19 | Mineral Wool Manufacturing | 327993
Ceiling Insulation | structure | Average Blown Mineral Wool R-60 | ft2 | 2.68 | Mineral Wool Manufacturing | 327993
Roof Cover Underlayment | structure | 1 layer felt underlay | ft2 | 0.08 | Finished and coated fabric | 313300
Roof Cover Underlayment | structure | 1 layer felt underlay | ft2 | 0.08 | Finished and coated fabric | 313300
Roof Cover Underlayment | structure | 1 layer felt underlay | ft2 | 0.08 | Finished and coated fabric | 313300
Roof Cover Underlayment | structure | 2 layer felt underlay | ft2 | 0.16 | Finished and coated fabric | 313300
Roof Cover Underlayment | structure | 2 layer felt underlay | ft2 | 0.16 | Finished and coated fabric | 313300
Roof Cover Underlayment | structure | 2 layer felt underlay | ft2 | 0.16 | Finished and coated fabric | 313300
Roof Cover Underlayment | structure | fiberglass-felt underlay | ft2 | 0.25 | Finished and coated fabric | 313300
Roof Cover Underlayment | structure | fiberglass-felt underlay | ft2 | 0.24 | Finished and coated fabric | 313300
Roof Cover Underlayment | structure | synthetic underlay | ft2 | 0.06 | Synthetic rubber and artificial and synthetic fibers and filaments manufacturing | 3252A0
Roof Cover Underlayment | structure | synthetic underlay | ft2 | 0.07 | Synthetic rubber and artificial and synthetic fibers and filaments manufacturing | 3252A0
Roof Cover Underlayment | structure | synthetic underlay | ft2 | 0.1 | Synthetic rubber and artificial and synthetic fibers and filaments manufacturing | 3252A0
Roof Cover | structure | Asphalt Shingles | ft2 | 1.15 | Asphalt Shingles | 324122
Roof Cover | structure | Asphalt Shingles | ft2 | 1.07 | Asphalt Shingles | 324122
Roof Cover | structure | Asphalt Shingles | ft2 | 2.24 | Asphalt Shingles | 324122
Roof Cover | structure | Asphalt Shingles | ft2 | 1.21 | Asphalt Shingles | 324122
Roof Cover | structure | Clay Tiles | ft2 | 8.35 | Clay and ceramic products | 327100
Roof Cover | structure | Clay Tiles | ft2 | 11.8 | Clay and ceramic products | 327100
Roof Cover | structure | Clay Tiles | ft2 | 15.25 | Clay and ceramic products | 327100
Roof Cover | structure | Metal Roofing | ft2 | 2.24 | Ornamental and architectural metal products manufacturing | 332320
Roof Cover | structure | Metal Roofing | ft2 | 1.8 | Ornamental and architectural metal products manufacturing | 332320
Roof Cover | structure | Metal Roofing | ft2 | 2.8 | Ornamental and architectural metal products manufacturing | 332320
Roof Cover | structure | Metal Roofing | ft2 | 2.18 | Ornamental and architectural metal products manufacturing | 332320
Roof Cover and underlayment combined | structure | Asphalt Shingles & 1 layer felt underlay | ft2 | 0.00 | Asphalt Shingles | 324122
Roof Cover and underlayment combined | structure | Asphalt Shingles & 2 layers felt underlay | ft2 | 0.00 | Asphalt Shingles | 324122
Roof Cover and underlayment combined | structure | Asphalt Shingles & fiberglass-felt underlay | ft2 | 0.00 | Asphalt Shingles | 324122
Roof Cover and underlayment combined | structure | Asphalt Shingles & synthetic underlay | ft2 | 0.00 | Asphalt Shingles | 324122
Roof Cover and underlayment combined | structure | Clay Tiles & 1 layer felt underlay | ft2 | 0.00 | Clay and ceramic products | 327100
Roof Cover and underlayment combined | structure | Clay Tiles & 2 layers felt underlay | ft2 | 0.00 | Clay and ceramic products | 327100
Roof Cover and underlayment combined | structure | Clay Tiles & fiberglass-felt underlay | ft2 | 0.00 | Clay and ceramic products | 327100
Roof Cover and underlayment combined | structure | Clay Tiles & synthetic underlay | ft2 | 0.00 | Clay and ceramic products | 327100
Roof Sheathing | structure | 3/8" OSB | ft2 | 0.860625 | Veneer, plywood, and engineered wood product manufacturing | 321200
Roof Sheathing | structure | 3/8" OSB | ft2 | 0.984375 | Veneer, plywood, and engineered wood product manufacturing | 321200
Roof Sheathing | structure | 3/8" OSB | ft2 | 1.291875 | Veneer, plywood, and engineered wood product manufacturing | 321200
Roof Sheathing | structure | 3/8" OSB | ft2 | 1.794375 | Veneer, plywood, and engineered wood product manufacturing | 321200
Roof Sheathing | structure | 3/8" Plywood | ft2 | 1.209375 | Veneer, plywood, and engineered wood product manufacturing | 321200
Roof Sheathing | structure | 3/8" Plywood | ft2 | 1.55875 | Veneer, plywood, and engineered wood product manufacturing | 321200
Roof Sheathing | structure | 3/8" Plywood | ft2 | 1.203125 | Veneer, plywood, and engineered wood product manufacturing | 321200
Roof Sheathing | structure | 3/8" Plywood | ft2 | 1.603125 | Veneer, plywood, and engineered wood product manufacturing | 321200
Roof Sheathing | structure | 3/8" Plywood | ft2 | 1.65625 | Veneer, plywood, and engineered wood product manufacturing | 321200
Roof Sheathing | structure | 3/8" Plywood | ft2 | 1.674375 | Veneer, plywood, and engineered wood product manufacturing | 321200
Facade | structure | Generic Brick & Mortar | ft2 | 3 | Clay and ceramic products | 327100
Facade | structure | Generic Brick & Mortar | ft2 | 5 | Clay and ceramic products | 327100
Facade | structure | Generic Brick & Mortar | ft2 | 10 | Clay and ceramic products | 327100
Facade | structure | Generic Aluminum Siding | ft2 | 1.89 | Ornamental and architectural metal products manufacturing | 332320
Facade | structure | Generic Aluminum Siding | ft2 | 1.59 | Ornamental and architectural metal products manufacturing | 332320
Facade | structure | Generic Aluminum Siding | ft2 | 2.02 | Ornamental and architectural metal products manufacturing | 332320
Facade | structure | Average Vinyl Siding | ft2 | 0.896 | Other plastics product manufacturing | 326190
Facade | structure | Average Vinyl Siding | ft2 | 5.92 | Other plastics product manufacturing | 326190
Facade | structure | Average Vinyl Siding | ft2 | 0.896 | Other plastics product manufacturing | 326190
Facade | structure | Average Insulated Vinyl Siding | ft2 | 2 | Other plastics product manufacturing | 326190
Facade | structure | Average Insulated Vinyl Siding | ft2 | 4.5 | Other plastics product manufacturing | 326190
Facade | structure | Average Insulated Vinyl Siding | ft2 | 7 | Other plastics product manufacturing | 326190
Facade | structure | Generic Cedar Siding | ft2 | 4.28 | Plywood and veneer | 321200
Facade | structure | Generic Cedar Siding | ft2 | 3.16 | Plywood and veneer | 321200
Facade | structure | Generic Cedar Siding | ft2 | 9.72 | Plywood and veneer | 321200
Facade | structure | Generic Stucco Traditional (Residential) | ft2 | 0.55 | Other nonmetallic mineral products | 327999
Facade | structure | Generic Stucco Traditional (Residential) | ft2 | 0.565 | Other nonmetallic mineral products | 327999
Facade | structure | Generic Stucco Traditional (Residential) | ft2 | 0.58 | Other nonmetallic mineral products | 327999
Facade | structure | Average Polypropylene Siding | ft2 | 4.092546584 | Other plastics product manufacturing | 326190
Facade | structure | Average Polypropylene Siding | ft2 | 3.928571429 | Other plastics product manufacturing | 326190
Facade | structure | Average Polypropylene Siding | ft2 | 3.821721311 | Other plastics product manufacturing | 326190
Exterior Wall Sheathing | structure | 3/8" OSB | ft2 | 0.860625 | Veneer, plywood, and engineered wood product manufacturing | 321200
Exterior Wall Sheathing | structure | 3/8" OSB | ft2 | 0.984375 | Veneer, plywood, and engineered wood product manufacturing | 321200
Exterior Wall Sheathing | structure | 3/8" OSB | ft2 | 1.291875 | Veneer, plywood, and engineered wood product manufacturing | 321200
Exterior Wall Sheathing | structure | 3/8" OSB | ft2 | 1.794375 | Veneer, plywood, and engineered wood product manufacturing | 321200
Exterior Wall Sheathing | structure | 3/8" Plywood | ft2 | 1.209375 | Veneer, plywood, and engineered wood product manufacturing | 321200
Exterior Wall Sheathing | structure | 3/8" Plywood | ft2 | 1.55875 | Veneer, plywood, and engineered wood product manufacturing | 321200
Exterior Wall Sheathing | structure | 3/8" Plywood | ft2 | 1.203125 | Veneer, plywood, and engineered wood product manufacturing | 321200
Exterior Wall Sheathing | structure | 3/8" Plywood | ft2 | 1.603125 | Veneer, plywood, and engineered wood product manufacturing | 321200
Exterior Wall Sheathing | structure | 3/8" Plywood | ft2 | 1.65625 | Veneer, plywood, and engineered wood product manufacturing | 321200
Exterior Wall Sheathing | structure | 3/8" Plywood | ft2 | 1.674375 | Veneer, plywood, and engineered wood product manufacturing | 321200
Bookcase | contents
Books | contents
Entertainment Center | contents
Couch/Sofa | contents
Coffee Table/End Table | contents
Lamps | contents
Blinds | contents
Curtains/Drapes | contents
A/V equipment | contents
Television | contents
Dinner Table | contents
Dinner Chair | contents
China Cabinet/Buffet | contents
Small Kitchen Appliances | contents
Bed Frame | contents
Box Spring and Mattress | contents
Bedding | contents
Chest of Drawers/Dresser | contents
Night stand | contents
Bedroom Television | contents
Desk | contents
Computer | contents
Clothing | contents
Towels/Linens | contents

## HVAC_systems
Electric wall and baseboard heaters are the main source of space heating in about 7% of U.S. homes per May 2022 RECS data | https://www.eia.gov/analysis/studies/buildings/equipcosts/pdf/full.pdf