## components
component_id | component_name | unit | type | damage_assumption | quantity_assumption | quantity_calculation | cost_calculation | failure_type | quantity_type | min | max | mode | depends_on | slab | pier | crawl | basement | mobile | naics | ecoinvent_id | ecoinvent_co2e | damage reference | code reference
1 | Piers/Slab/Foundation | na | structure | Assume not damaged or not damaged to level of needed replacement | Not Calculated | Not Calculated |  | deterministic | fixed | 998 | 999 | 999 |  | Yes | Yes | Yes | Yes | No
2 | Underfloor Insulation |  | structure | Totaled when touched by water | 4'x8' pieces | math.ceiling(footprint/32) x kg per unit |  | deterministic | fixed | -0.5 | -0.499 | -0.5 |  | No | Yes | Yes | No | No
3 | Underfloor Ductwork |  | structure | Totaled when touched by water | 1 linear foor of duct per 10 sqft of home (https://www.blackhillsinc.com/blog/how-much-should-hvac-ductwork-installation-cost/) (https://www.homeadvisor.com/cost/heating-and-cooling/install-ducts-and-vents/) | sqft/10 |  | deterministic | fixed | -0.5 | -0.499 | -0.5 |  | No | No | No | No | Yes
4 | Heating/Cooling Unit or HVAC |  | structure | totaled when wetted. Located outside +/- 1ft from FFE | (https://hvacdirect.com/sizing-air-conditioner-and-heater.html) (https://www.hvactrainingsolutions.net/airflow-calculation/) | 1 |  | probabalistic | fixed | -1 | 1 | 0 |  | Yes | Yes | Yes | Yes | Yes
6 | Wood Subfloor |  | structure | Sustains total damage when touched | 4'x8' pieces | math.ceiling(footprint/32) x kg per unit |  | deterministic | fixed | 0 | 0.01 | 0 |  | Yes | Yes | Yes | Yes | Yes
7 | Finished Floor Underlayment |  | structure | Sustains total damage when touched |  |  |  | deterministic | fixed | 0 | 0.01 | 0 |  | Yes | Yes | Yes | Yes | Yes
8 | Finished Flood - Carpet |  | structure | Sustains total damage when touched | Assume % carpeted |  |  | deterministic | fixed | 0 | 0.01 | 0 |  | Yes | Yes | Yes | Yes | Yes
9 | Finished Floor - Tile |  | structure | Sustains total damage when touched | Assume % tiled |  |  | deterministic | fixed | 0 | 0.01 | 0 |  | Yes | Yes | Yes | Yes | Yes
10 | Finished Floor Vinyl |  | structure | Sustains total damage when touched | Choose Vinyl or wood, % = 100 - (%carpet + %tile) |  |  | deterministic | fixed | 0 | 0.01 | 0 |  | Yes | Yes | Yes | Yes | Yes
11 | Finished Floor - Wood |  | structure | Sustains total damage when touched | Choose Vinyl or wood, % = 100 - (%carpet + %tile) |  |  | deterministic | fixed | 0 | 0.01 | 0 |  | Yes | Yes | Yes | Yes | Yes
12 | Bottom Cabinets |  | structure | usually made of particle board, destroyed when wet, higher quality can resist up to 1ft | fixed | 1 |  | probabalistic | fixed | 0 | 1 | 0 |  | Yes | Yes | Yes | Yes | Yes
13 | Top Cabinets |  | structure | usually made of particle board, destroyed when wet, higher quality can resist up to 1ft | fixed | 1 |  | probabalistic | fixed | 4.5 | 5.5 | 4.5 |  | Yes | Yes | Yes | Yes | Yes
14 | Bathroom Cabinets |  | structure | usually made of particle board, destroyed when wet, higher quality can resist up to 1ft | fixed | 1 |  | probabalistic | fixed | 0 | 1 | 0 |  | Yes | Yes | Yes | Yes | Yes
15 | Counter Tops |  | structure | replaced when bottom cabinets replaced | fixed | 1 |  | dependent | fixed | 0 | 1 | 0 | bottom cabinets | Yes | Yes | Yes | Yes | Yes
16 | Toilets |  | structure | Assume not damaged or not damaged to level of needed replacement | Not Calculated | Not Calculated |  | deterministic | fixed | 998 | 999 | 999 |  | Yes | Yes | Yes | Yes | Yes
17 | Sinks |  | structure | Assume not damaged or not damaged to level of needed replacement | Not Calculated | Not Calculated |  | deterministic | fixed | 998 | 999 | 999 |  | Yes | Yes | Yes | Yes | Yes
18 | Water Heater |  | structure | GEC assumes floor level, destroyed when touched. Gas water heaters should be 18" off ground (https://www.rotorooter.com/frequently-asked-questions/water-heaters/what-height-does-a-gas-water-heater-need-to-be-off-the-ground/). | 1 | 1 |  | probabalistic | fixed | 0 | 2 | 1.5 |  | Yes | Yes | Yes | Yes | Yes
19 | Wall Paint - Interior |  | structure | whole wall must be repainted when flooded due to inability to match paint color. | 2 gallons per 400 ft^2 of wall area (1 gallon primer + 1 gallon paint) | 2 * math.ceiling((interior wall length) * (ceiling height) / 400) |  | deterministic | fixed | 0.5 | 0.51 | 0.5 | int_wall_length1 | Yes | Yes | Yes | Yes | Yes
20 | Wall Paint - Exterior |  | structure | whole wall must be repainted when flooded due to inability to match paint color. | 2 gallons per 400 ft^2 of wall area (1 gallon primer + 1 gallon paint) | 2 * math.ceiling((exterior wall length) * (exterior wall total height) / 400) |  | deterministic | fixed | 0 | 0.01 | 0 | ext_wall_length1 | Yes | Yes | Yes | Yes | Yes
21 | Exterior Doors |  | structure | Resist most damage up to 1.5ft, definitely destroyed at 4ft | total number of doors is fixed, but failure is determined independently | fail_count(int_doors1) |  | probabalistic | probabalistic | 1 | 4 | 2 | ext_door1 | Yes | Yes | Yes | Yes | Yes
22 | Interior Doors |  | structure | Usually hollow core and are destroyed due to warping between 0 and 1 ft of floodwater | total number of doors is fixed, but failure is determined independently | fail_count(ext_doors1) |  | probabalistic | probabalistic | 0 | 2 | 0.5 | int_door1 | Yes | Yes | Yes | Yes | Yes
23 | Sheetrock/drywall | One 4'x8' sheet of gypsum fiberboard, 0.5" thick. 21kg, $15 | structure | Assume replacement of only flooded portion when depth <4ft, total replacement above 4ft | 4'x8' pieces | math.ceiling(Interior wall length x ( (depth>0)(max(depth, (8(depth>4)))) ) / 32) x 21 | math.ceiling(Interior wall length x ( (depth>0)(max(depth, (8(depth>4)))) ) / 32) x 15 | deterministic | calculated | 0 | 4 | 4 | int_wall_length1 | Yes | Yes | Yes | Yes | Yes |  | https://v391.ecoquery.ecoinvent.org/Details/PDF/9cd6e04e-a5d9-4b1e-a1e4-6e21e959b4cf/290c1f85-4cc4-4fa1-b0c8-2cb7f4276dce | 0.29
24 | Wall Insulation |  | structure | Assume replacement of only flooded portion when depth <4ft, total replacement above 4ft | assume roll is 48 sq ft | math.ceiling(Exterior wall length x ( (depth>0)(max(depth, (8(depth>4)))) ) / 48) x kg per roll |  | deterministic | calculated | 0 | 4 | 4 | ext_wall_length1 | Yes | Yes | Yes | Yes | Yes
25 | Baseboard |  | structure | Sustains total damage when touched | any length | interior wall length * kg per foot |  | deterministic | fixed | 0 | 0.01 | 0 | int_wall_length1 | Yes | Yes | Yes | Yes | Yes
26 | Refrigerator |  | structure | GEC says damage starts at 0.5ft and total loss at 1.5ft | 1 | 1 |  | probabalistic | fixed | 0.5 | 1.5 | 1 |  | Yes | Yes | Yes | Yes | Yes
27 | Dishwasher |  | structure | GEC says damage starts at 0.5ft and total loss at 1.5ft | 1 | 1 |  | probabalistic | fixed | 0.5 | 1.5 | 1 |  | Yes | Yes | Yes | Yes | Yes
28 | Microwave |  | structure | Sustains total damage when touched. Could be placed on counter top or wall mounted (3-5ft). Assume usually on counter | 1 | 1 |  | probabalistic | fixed | 3 | 5 | 3 |  | Yes | Yes | Yes | Yes | Yes
29 | Clothes Washer |  | structure | GEC says damage starts at 0.5ft and total loss at 1.5ft | 1 | 1 |  | probabalistic | fixed | 0.5 | 1.5 | 1 |  | Yes | Yes | Yes | Yes | Yes
30 | Clothes Dryer |  | structure | GEC says damage starts at 0.5ft and total loss at 1.5ft | 1 | 1 |  | probabalistic | fixed | 0.5 | 1.5 | 1 |  | Yes | Yes | Yes | Yes | Yes
31 | Oven/stove |  | structure | GEC says damage starts at 0.5ft and total loss at 1.5ft | 1 | 1 |  | probabalistic | fixed | 0.5 | 1.5 | 1 |  | Yes | Yes | Yes | Yes | Yes
32 | Range hood |  | structure | Sustains total damage when touched. Assume 1.5 to 3 ft above standard 36" counter height | 1 | 1 |  | probabalistic | fixed | 4.5 | 6 | 5 |  | Yes | Yes | Yes | Yes | Yes
33 | Bottom Outlets |  | structure | Sustains total damage when touched | 1 recepticle per 12 ft of interior wall | fail_count(math.ceiling(interior_wall_length1 / 12)) |  | probabalistic | fixed | 1 | 2 | 1.5 | int_wall_length1 | Yes | Yes | Yes | Yes | Yes |  |  |  |  | https://up.codes/s/electrical-receptacle-switch-and-control-heights https://www.huduser.gov/portal/publications/pdf/fairhousing/fairch5.pdf
34 | Top Outlets |  | structure | Sustains total damage when touched | 3 recepticles per kitchen and 1 recepticle per bathroom | fail_count(n_bath1+3) |  | probabalistic | fixed | 3 | 4 | 4 | n_bath1 | Yes | Yes | Yes | Yes | Yes |  |  |  |  | https://up.codes/s/electrical-receptacle-switch-and-control-heights https://www.huduser.gov/portal/publications/pdf/fairhousing/fairch5.pdf
35 | Light Switches |  | structure | Sustains total damage when touched | Assume 2 light switches for every door in structure (one switch per room entrance, plus paired switch inside each room) | fail_count(2 x (int_door1 + ext_door1)) |  | probabalistic | fixed | 3 | 4 | 4 | int_door1, ext_door1 | Yes | Yes | Yes | Yes | Yes
36 | Bottom Outlet Wiring |  | structure | Must be replaced when ends wetted (i.e., when bottom outlets wetted) | Assume 13ft. Per outlet |  |  | dependent | fixed | 1 | 2 | 1.5 | bottom outlets | Yes | Yes | Yes | Yes | Yes
37 | Top Outlet Wiring |  | structure | Must be replaced when ends wetted | Assume 13ft. Per outlet |  |  | dependent | fixed | 3 | 4 | 4 | top outlets | Yes | Yes | Yes | Yes | Yes
38 | Light Switch Wiring |  | structure | Must be replaced when ends wetted | Assume 13ft. Per switch |  |  | dependent | fixed | 3 | 4 | 4 | light switches | Yes | Yes | Yes | Yes | Yes
39 | Electrical Panel |  | structure | replaced when water reaches bottom of panel. Always assume panel is on first floor, not in basement even if possible | 1 | 1 |  | probabalistic | fixed | 3 | 5 | 4.5 |  | Yes | Yes | Yes | Yes | Yes
40 | Windows |  | structure | GEC (2006) not clear on replacement. FEMA SDE also not clear, but says normal height windows won't need replacement below 1ft depth. Use triangular distribution with max value set above actual max window height so that windows are not guaranteed to be replaced when fully inundated. Max set to 20ft to allow some windows to not need replacement event at max simulated depth of 15ft | total number of windows is fixed, but failure is determined independently | fail_count(n_window1) |  | probabalistic | probabalistic | 2 | 20 | 5 | n_window1 | Yes | Yes | Yes | Yes | Yes
41 | Ceiling | One 4'x8' sheet of gypsum fiberboard, 0.5" thick. 21kg, $15 | structure | Sustains total damage when touched | 4'x8' pieces | math.ceiling(floor_area1/32) x 21 |  | deterministic | fixed | 8 | 8.01 | 8 | ceiling-height | Yes | Yes | Yes | Yes | Yes
42 | Ceiling Insulation |  | structure | Sustains total damage when touched. Only present on top floor | assume roll is 48 sq ft | math.ceiling(footprint/48) x kg per unit |  | deterministic | fixed | 8 | 8.01 | 8 | n_floors, ceiling-height | Yes | Yes | Yes | Yes | Yes
43 | Roof Cover - Underlayment |  | structure | Sustains total damage when touched. Only present on top floor | simple calculation based on pitch. Add 15% to account for waste and hips |  |  | deterministic | fixed | 8 | 8.01 | 8 | n_floors, ceiling-height | Yes | Yes | Yes | Yes | Yes
44 | Roof Cover - Shingle |  | structure | Sustains total damage when touched. Only present on top floor | One bundle of shingles covers 33 sqft. simple calculation based on pitch. Add 15% to account for waste and hips | h = depth - 8 Q = math.ceiling(sqrt(h^2 + (h/pitch)^2)*roof_length*1.15 / 33) x kg per unit |  | deterministic | fixed | 8 | 8.01 | 8 | n_floors, ceiling-height | Yes | Yes | Yes | Yes | Yes
45 | Roof Cover - Metal |  | structure | Sustains total damage when touched. Only present on top floor | Assume 8x2 ft sheets (16 sqft). simple calculation based on pitch. Add 15% to account for waste and hips | h = depth - 8 Q = math.ceiling(sqrt(h^2 + (h/pitch)^2)*roof_length*1.15 / 16) x kg per unit |  | deterministic | fixed | 8 | 8.01 | 8 | n_floors, ceiling-height | Yes | Yes | Yes | Yes | Yes
46 | Roof Sheathing |  | structure | Assume replacement of flooded portion | simple calculation based on pitch. Add 15% to account for waste and hips | h = depth - 8 Q = math.ceiling(sqrt(h^2 + (h/pitch)^2)*roof_length*1.15 / 32) x kg per unit |  | deterministic | calculated | roof_height | ridge_height |  | n_floors, ceiling-height | Yes | Yes | Yes | Yes | Yes |  |  |  | FEMA SDE
47 | Facade - Vinyl siding |  | structure | Assume replacement up to flood depth | 100 sqft. Unit | math.ceiling(Exterior wall length x depth / 100) x kg per unit <- no need for separate calculation for 2nd floor |  | deterministic | calculated | 0 | (n_floor * ceiling_height)+1 |  |  | Yes | Yes | Yes | Yes | Yes
48 | Facade - Wood siding |  | structure | Assume replacement up to flood depth | 100 sqft. Unit | math.ceiling(Exterior wall length x depth / 100) x kg per unit <- no need for separate calculation for 2nd floor |  | deterministic | calculated | 0 | (n_floor * ceiling_height)+1 |  |  | Yes | Yes | Yes | Yes | Yes
49 | Facade - Stucco |  | structure | Assume replacement up to flood depth | Assume 1 80lb (36kg) bag will cover 24 sqft. (https://www.homedepot.com/p/questions/Quikrete-80-lb-Base-Coat-Stucco-113980/100318473/3) | math.ceiling(Exterior wall length x depth / 24) x 36kg per unit <- no need for separate calculation for 2nd floor |  | deterministic | calculated | 0 | (n_floor * ceiling_height)+1 |  |  | Yes | Yes | Yes | Yes | Yes
50 | Facade - Brick |  | structure | Assume not damaged | 0 | Not Calculated |  | deterministic | calculated | 998 | 999 | 999 |  | Yes | Yes | Yes | Yes | Yes
51 | Structural Frame |  | structure | Assume appropriate action taken to allow drying, preventing damage to frame | Not Calculated | Not Calculated |  | deterministic | fixed | 998 | 999 | 999 |  | Yes | Yes | Yes | Yes | Yes
52 | Exterior Wall Sheathing |  | structure | Assume replacement up to flood depth | 4'x8' pieces | math.ceiling(Exterior wall length x depth / 32) x kg per unit <- no need for separate calculation for 2nd floor |  | deterministic | calculated | 0 | (n_floor * ceiling_height)+1 | 0 |  | Yes | Yes | Yes | Yes | Yes
53 | Bookcase |  | contents | particle board - destoyed when water touches. Some bookcases have feet lifting them up about 6 inches | 1 in living room + 1 per bedroom | fail_count(n_bed1+1) |  | probabalistic | probabalistic | 0 | 6 | 0 | n_bedroom1 | Yes | Yes | Yes | Yes | Yes
54 | Books |  | contents | destroyed when water touches. Assume can be placed at any height. Most likely on book shelf so set c=4. max set to 20 because not all homes will have 103 books | According to scholastic, average home with children 6-17y.o. has 103 books. | fail_count(103) |  | probabalistic | probabalistic | 0 | 20 | 4 |  | Yes | Yes | Yes | Yes | Yes
55 | Entertainment Center |  | contents | Lower quality ECs will be particle board and be destroyed at 0 ft (assume this is most common). Higher quality ECs will resist flooding longer (assume up to 2 ft) | 1 | 1 |  | probabalistic | fixed | 0 | 2 | 0 |  | Yes | Yes | Yes | Yes | Yes
56 | Couch/Sofa |  | contents | Destroyed once water touches fabric. Occurs at 0 or 6" depending on if couch has feet | 1 | 1 |  | probabalistic | fixed | 0 | 0.5 | 0.25 |  | Yes | Yes | Yes | Yes | Yes
57 | Coffee Table/End Table |  | contents | lower quality ones destroyed at 0 ft, all destroyed by 2 ft | 3 | 1 |  | probabalistic | fixed | 0 | 2 | 0 |  | Yes | Yes | Yes | Yes | Yes
58 | Lamps |  | contents | destroyed once water touches base. Can be on floor or placed on an end table/night stand | 3 in living room, plus 1 per bedroom | fail_count(n_bed1+3) |  | probabalistic | probabalistic | 0 | 2 | 0 | n_bedroom1 | Yes | Yes | Yes | Yes | Yes |  |  |  | GEC; https://www-statista-com.unh.idm.oclc.org/statistics/805114/average-number-of-lamps-per-household-in-the-united-states/
59 | Blinds |  | contents | destroyed once water touches. Assume blinds are lifted before flood occurs (to height between 6 or 7 feet) | 1 set per window | fail_count(n_window1) |  | probabalistic | probabalistic | 6 | 7 | 6.5 |  | Yes | Yes | Yes | Yes | Yes
60 | Curtains/Drapes |  | contents | destroyed once water touches. May go all the way to floor, but may also be rolled up prior to flood to prevent damage. Assume failure could happen at any depth between 0 and ceiling height | 1 panel per window | fail_count(n_window1) |  | probabalistic | probabalistic | 0 | 8 | 4 |  | Yes | Yes | Yes | Yes | Yes
61 | A/V equipment |  | contents | destroyed once water touches. Assume all items are placed on elevated surface before flood (2-4 ft) | Assume 4 components: TV Box, gaming console, speakers/soundbar, dvd player | fail_count(4) |  | probabalistic | probabalistic | 2 | 4 | 3 |  | Yes | Yes | Yes | Yes | Yes
62 | Television |  | contents | destroyed once water touches. Assume all items are placed on elevated surface before flood (2-6 ft (could be wall mounted)) | 1 | 1 |  | probabalistic | probabalistic | 2 | 6 | 4 |  | Yes | Yes | Yes | Yes | Yes
63 | Dinner Table |  | contents | assume legs resist flooding, but destoyed once water reaches table top. | 1 | 1 |  | probabalistic | probabalistic | 2.33 | 4 | 2.5 |  | Yes | Yes | Yes | Yes | Yes
64 | Dinner Chair |  | contents | assume legs resist flooding, but destroyed once depth reaches seat | 4 | 4 |  | probabalistic | probabalistic | 1.5 | 3.33 | 2 |  | Yes | Yes | Yes | Yes | Yes
65 | China Cabinet/Buffet |  | contents | damage begins at 0.5ft, GEC says total loss at 1ft. I will allow range 0.5 - 1.5ft with 1 as most likely value | 1 | 1 |  | probabalistic | probabalistic | 0.5 | 1.5 | 1 |  | Yes | Yes | Yes | Yes | Yes
66 | Small Kitchen Appliances |  | contents | Destroyed when water touches. Can be placed in bottom cabinets, on counter top, or in upper cabinets | 5 | fail_count(5) |  | probabalistic | probabalistic | 1 | 5 | 3 |  | Yes | Yes | Yes | Yes | Yes
67 | Dishes/Silverware/Cookware |  | contents | Assume not damaged | Not Calculated | Not Calculated |  | deterministic | fixed | 998 | 999 | 999 |  | Yes | Yes | Yes | Yes | Yes
68 | Bed Frame |  | contents | The typical height of a bed frame is knee-level, or about 12 to 16 inches tall. (https://www.sleepfoundation.org/bed-frame-sizes) | 1 per bedroom | fail_count(n_bed1) |  | probabalistic | probabalistic | 1 | 2 | 1.5 | n_bedroom1 | Yes | Yes | Yes | Yes | Yes
69 | Box Spring and Mattress |  | contents | Assume if box spring get wet, water will absorb and reach mattress. Will use same distribution as bed frame, but keep them independent because it's possible one might choose to not replace the bedframe, or if the bed frame is metal, it could survive even when the mattress fails. | 1 per bedroom | fail_count(n_bed1) |  | probabalistic | probabalistic | 1 | 2 | 1.5 | n_bedroom1 | Yes | Yes | Yes | Yes | Yes
70 | Bedding |  | contents | Assume same failure distribution as mattress | 1 per bedroom | fail_count(n_bed1) |  | probabalistic | probabalistic | 1 | 2 | 1.5 | n_bedroom1 | Yes | Yes | Yes | Yes | Yes
71 | Chest of Drawers/Dresser |  | contents | damage begins at 0.5ft, GEC says total loss at 1ft. I will allow range 0.5 - 1.5ft with 1 as most likely value | 1 per bedroom + 1 (assume master bedroom has 2) | fail_count(n_bed1) |  | probabalistic | probabalistic | 0.5 | 1.5 | 1 | n_bedroom1 | Yes | Yes | Yes | Yes | Yes
72 | Night stand |  | contents | damage begins at 0.5ft, GEC says total loss at 1ft. I will allow range 0.5 - 1.5ft with 1 as most likely value | 1 per bedroom + 1 (assume master bedroom has 2) | fail_count(n_bed1) +1 |  | probabalistic | probabalistic | 0.5 | 1.5 | 1 | n_bedroom1 | Yes | Yes | Yes | Yes | Yes
73 | Bedroom Television |  | contents | Destroyed when water touches. Assume it is placed on top of a dresser which can be 3-5 ft tall. | 1 per bedroom | fail_count(n_bed1) |  | probabalistic | probabalistic | 3 | 4 | 5 | n_bedroom1 | Yes | Yes | Yes | Yes | Yes
74 | Desk |  | contents | GEC (2006) says repair possible below 1.5 ft. However, many desks may be particle board, therefore following previous GEC assumptions some desks should be destroyed at 0 ft flooding. Some desks may have metal legs which would resist flooding until it reaches desktop. therefor fail depth will range from 0 to 36" (assumed max desktop height). most likely value will be 1.5 ft which is depth at which GEC says desk is total loss. | 1 per bedroom | fail_count(n_bed1) |  | probabalistic | probabalistic | 0 | 3 | 1.5 | n_bedroom1 | Yes | Yes | Yes | Yes | Yes
75 | Computer |  | contents | destroyed once water touches. Assume it is placed on desktop. Assume most likely desktop height 30" with range from 24-36" | 1 (assume when home has more than 1 pc, all but 1 are laptop that can be removed before flood) | 1 |  | probabalistic | probabalistic | 2 | 3 | 2.5 |  | Yes | Yes | Yes | Yes | Yes
76 | Clothing |  | contents | Assume items could be located anywhere from 0ft (on floor) to 7 ft top shelf in closet | Assume 100 items of clothing per person (https://www.nytimes.com/2022/10/10/style/clothes-wardrobe-need.html) (num bedrooms + 1): 100 * (num. bedrooms + 1) | fail_count(100) |  | probabalistic | probabalistic | 0 | 7 | 3.5 | n_bedroom1 | Yes | Yes | Yes | Yes | Yes
77 | Towels/Linens |  | contents | Assume items could be located anywhere from 0ft (on floor) to 7 ft top shelf in closet | 10 items per 1st floor bedroom | fail_count(10*n_bed1) |  | probabalistic | probabalistic | 0 | 7 | 3.5 |  | Yes | Yes | Yes | Yes | Yes
78 | 2nd Floor Bed Frame |  | contents | same assumptions as first floor, but 9 feet higher | 1 per 2nd floor bedroom | fail_count(n_bed2) |  | probabalistic | probabalistic | 10 | 11 | 10.5 | n_bedroom2
79 | 2nd Floor Box Spring and Mattress |  | contents | same assumptions as first floor, but 9 feet higher | 1 per 2nd floor bedroom | fail_count(n_bed2) |  | probabalistic | probabalistic | 10 | 11 | 10.5 | n_bedroom2
80 | 2nd Floor Bedding |  | contents | same assumptions as first floor, but 9 feet higher | 1 per 2nd floor bedroom | fail_count(n_bed2) |  | probabalistic | probabalistic | 10 | 11 | 10.5 | n_bedroom2
81 | 2nd Floor Chest of Drawers/Dresser |  | contents | same assumptions as first floor, but 9 feet higher | 1 per 2nd floor bedroom | fail_count(n_bed2) |  | probabalistic | probabalistic | 9.5 | 10.5 | 10 | n_bedroom2
82 | 2nd Floor Night stand |  | contents | same assumptions as first floor, but 9 feet higher | 1 per 2nd floor bedroom | fail_count(n_bed2) |  | probabalistic | probabalistic | 9.5 | 10.5 | 10 | n_bedroom2
83 | 2nd Floor Bedroom Television |  | contents | same assumptions as first floor, but 9 feet higher | 1 per 2nd floor bedroom | fail_count(n_bed2) |  | probabalistic | probabalistic | 12 | 13 | 14 | n_bedroom2
84 | 2nd Floor Desk |  | contents | same assumptions as first floor, but 9 feet higher | 1 per 2nd floor bedroom | fail_count(n_bed2) |  | probabalistic | probabalistic | 9 | 12 | 10.5 | n_bedroom2
85 | 2nd Floor Clothing |  | contents | same assumptions as first floor, but 9 feet higher | 100 items per 2nd floor bedroom | fail_count(100) |  | probabalistic | probabalistic | 9 | 16 | 12.5 | n_bedroom2
86 | 2nd Floor Towels/Linens |  | contents | same assumptions as first floor, but 9 feet higher | 10 items per 2st floor bedroom | fail_count(10*n_bed2) |  | probabalistic | probabalistic | 9 | 16 | 12.5 | n_bedroom2
87 | 2nd Floor Lamps |  | contents | same assumptions as first floor, but 9 feet higher |  | fail_count(n_bed2) |  | probabalistic | probabalistic | 9 | 11 | 10 | n_bedroom2
88 | 2nd Floor Blinds |  | contents | same assumptions as first floor, but 9 feet higher | 1 set per 2nd floor window | fail_count(n_window2) |  | probabalistic | probabalistic | 15 | 16 | 16.5 | n_window2
89 | 2nd Floor Curtains/Drapes |  | contents | same assumptions as first floor, but 9 feet higher | 1 panel per 2nd floor window | fail_count(n_window2) |  | probabalistic | probabalistic | 9 | 17 | 13 | n_window2
90 | 2nd Floor Bookcase |  | contents | same assumptions as first floor, but 9 feet higher | 1 per 2nd floor bedroom | fail_count(n_bed2) |  | probabalistic | probabalistic | 9 | 9.5 | 9 | n_bedroom2
91 | 2nd Floor Windows |  | structure | same assumptions as first floor, but 9 feet higher | n_window2 | fail_count(n_window2) |  | probabalistic | probabalistic | 9 | 20 | 13 | n_window2
92 | 2nd Floor Ceiling |  | structure | same assumptions as first floor, but 9 feet higher | 4'x8' pieces | math.ceiling(footprint/32) x kg per unit |  | deterministic | fixed | 17 | 17.01 | 17 |  | Yes | Yes | Yes | Yes | Yes
93 | 2nd Floor Ceiling Insulation |  | structure | same assumptions as first floor, but 9 feet higher | assume roll is 48 sq ft | math.ceiling(footprint/48) x kg per unit |  | deterministic | fixed | 8 | 8.01 | 8 | n_floors
94 | 2nd Floor Bottom Outlets |  | structure | same assumptions as first floor, but 9 feet higher | 1 recepticle per 12 ft of interior wall | fail_count(math.ceiling(interior_wall_length2 / 12)) |  | probabalistic | fixed | 1 | 2 | 1.5 | int_wall_length2
95 | 2nd Floor Top Outlets |  | structure | same assumptions as first floor, but 9 feet higher | 3 recepticles per kitchen and 1 recepticle per bathroom | fail_count(n_bath2) |  | probabalistic | fixed | 3 | 4 | 4 | n_bath2
96 | 2nd Floor Light Switches |  | structure | same assumptions as first floor, but 9 feet higher | Assume 2 light switches for every door in structure (one switch per room entrance, plus paired switch inside each room) | fail_count(2 x (int_door2 + ext_door2)) |  | probabalistic | fixed | 3 | 4 | 4 | int_door2, ext_door2
97 | 2nd Floor Bottom Outlet Wiring |  | structure | same assumptions as first floor, but 9 feet higher | Assume 13ft. Per outlet |  |  | dependent | fixed | 1 | 2 | 1.5 | bottom outlets 2nd floor
98 | 2nd Floor Top Outlet Wiring |  | structure | same assumptions as first floor, but 9 feet higher | Assume 13ft. Per outlet |  |  | dependent | fixed | 3 | 4 | 4 | top outlets 2nd floor
99 | 2nd Floor Light Switch Wiring |  | structure | same assumptions as first floor, but 9 feet higher | Assume 13ft. Per switch |  |  | dependent | fixed | 3 | 4 | 4 | light switches 2nd floor
100 | 2nd Floor Between floor Ductwork |  | structure | same assumptions as first floor, but 9 feet higher | 1 linear foor of duct per 10 sqft of home (https://www.blackhillsinc.com/blog/how-much-should-hvac-ductwork-installation-cost/) | sqft/10 |  | deterministic | fixed | 8.5 | 8.51 | 8.5
101 | 2nd Floor Wood Subfloor |  | structure | same assumptions as first floor, but 9 feet higher | 4'x8' pieces |  |  | deterministic | fixed | 9 | 9.01 | 9
102 | 2nd Floor Finished Floor Underlayment |  | structure | same assumptions as first floor, but 9 feet higher |  |  |  | deterministic | fixed | 9 | 9.01 | 9
103 | 2nd Floor Finished Flood - Carpet |  | structure | same assumptions as first floor, but 9 feet higher | Assume % carpeted |  |  | deterministic | fixed | 9 | 9.01 | 9
104 | 2nd Floor Finished Floor - Tile |  | structure | same assumptions as first floor, but 9 feet higher | Assume % tiled |  |  | deterministic | fixed | 9 | 9.01 | 9
105 | 2nd Floor Finished Floor Vinyl |  | structure | same assumptions as first floor, but 9 feet higher | Choose Vinyl or wood, % = 100 - (%carpet + %tile) |  |  | deterministic | fixed | 9 | 9.01 | 9
106 | 2nd Floor Finished Floor - Wood |  | structure | same assumptions as first floor, but 9 feet higher | Choose Vinyl or wood, % = 100 - (%carpet + %tile) |  |  | deterministic | fixed | 9 | 9.01 | 9
107 | 2nd Floor Bathroom Cabinets |  | structure | same assumptions as first floor, but 9 feet higher | 1 per 2nd floor bathroom | fail_count(n_bath2) |  | probabalistic | probabalistic | 9 | 10 | 9 | n_bath2
108 | 2nd Floor Wall Paint - Interior |  | structure | same assumptions as first floor, but 9 feet higher | 2 gallons per 400 ft^2 of wall area (1 gallon primer + 1 gallon paint) | 2 * math.ceiling((interior wall length) * (ceiling height) / 400) |  | deterministic | fixed | 9.5 | 9.51 | 9.5 | int_wall_length2
109 | 2nd Floor Exterior Doors |  | structure | same assumptions as first floor, but 9 feet higher | total number of doors is fixed, but failure is determined independently | fail_count(int_doors1) |  | probabalistic | probabalistic | 10 | 13 | 11 | ext_door2
110 | 2nd Floor Interior Doors |  | structure | same assumptions as first floor, but 9 feet higher | total number of doors is fixed, but failure is determined independently | fail_count(ext_doors1) |  | probabalistic | probabalistic | 9 | 11 | 9.5 | int_door2
111 | 2nd Floor Sheetrock/drywall |  | structure | same assumptions as first floor, but 9 feet higher | 4'x8' pieces | math.ceiling(Interior wall length x ( ((depth-9)>0)(max((depth-9), (8((depth-9)>4)))) ) / 32) x kg per sheet |  | deterministic | calculated | 10 | 13 | 13 | int_wall_length2
112 | 2nd Floor Wall Insulation |  | structure | same assumptions as first floor, but 9 feet higher | assume roll is 48 sq ft | math.ceiling(Interior wall length x ( ((depth-9)>0)(max((depth-9), (8((depth-9)>4)))) ) / 48) x kg per sheet |  | deterministic | calculated | 10 | 13 | 13 | ext_wall_length2
113 | 2nd Floor Baseboard |  | structure | same assumptions as first floor, but 9 feet higher | any length | interior wall length * kg per foot |  | deterministic | fixed | 9 | 9.01 | 9 | int_wall_length2

## components_df
component | type | functional_unit
Underfloor Insulation | structure | ft2
Underfloor Ductwork | structure | ft
Heating/Cooling Unit or HVAC | structure | ea
Wood Subfloor | structure | ft2
Finished Floor Underlayment | structure | ft2
Finished Floor | structure | ft2
Bottom Cabinets | structure | ea
Top Cabinets | structure | ea
Bathroom Bottom Cabinets | structure | ea
Bathroom Top Cabinets | structure | ea
Counter Tops | structure | ea
Water Heater | structure | ea
Wall Paint - Interior | structure | ft2
Wall Paint - Exterior | structure | ft2
Exterior Doors | structure | ea
Interior Doors | structure | ea
Sheetrock/drywall | structure | ft2
Wall Insulation | structure | ft2
Baseboard | structure | ft
Refrigerator | structure | ea
Dishwasher | structure | ea
Microwave | structure | ea
Clothes Washer | structure | ea
Clothes Dryer | structure | ea
Oven/stove | structure | ea
Range hood | structure | ea
Bottom Outlets | structure | ea
Top Outlets | structure | ea
Light Switches | structure | ea
Wiring | structure | 4m
Bottom Outlet Wiring | structure | ft
Top Outlet Wiring | structure | ft
Light Switch Wiring | structure | ft
Electrical Panel | structure | ea
Windows | structure | ea
Ceiling Paint | structure | ft2
Ceiling | structure | ft2
Ceiling Insulation | structure | ft2
Roof Cover Underlayment | structure | ft2
Roof Cover | structure | ft2
Roof Cover and underlayment combined | structure | ft2
Roof Sheathing | structure | ft2
Facade | structure | ft2
Exterior Wall Sheathing | structure | ft2
Bookcase | contents | ea
Books | contents | ea
Entertainment Center | contents | ea
Couch/Sofa | contents | ea
Coffee Table/End Table | contents | ea
Lamps | contents | ea
Blinds | contents | ea
Curtains/Drapes | contents | ea
A/V equipment | contents | ea
Television | contents | ea
Dinner Table | contents | ea
Dinner Chair | contents | ea
China Cabinet/Buffet | contents | ea
Small Kitchen Appliances | contents | ea
Bed Frame | contents | ea
Box Spring and Mattress | contents | ea
Bedding | contents | ea
Chest of Drawers/Dresser | contents | ea
Night stand | contents | ea
Bedroom Television | contents | ea
Desk | contents | ea
Computer | contents | ea
Clothing | contents | ea
Towels/Linens | contents | ea

## components_pd
component | type | unit | unit_cost | failure_calculation | quantity | min | max | mode | slab | pier | crawl | basement | mobile | naics_code | ecoinvent_id | ecoinvent_co2e | useeio_co2e | (component, type, unit, unit_cost, failure_calculation, quantity, min, max, mode, slab, pier, crawl, basement, mobile, naics_code, ecoinvent_id, ecoinvent_co2e, useeio_co2e),
'Underfloor Insulation' | 'structure' | 'sqft' | 0 | 'fail_count' | plan['floor_area1'] | -0.5 | -0.499 | -0.5 | 'No' | 'Yes' | 'Yes' | 'No' | 'No' | 0 | 0 | 0 | 0 | ('Underfloor Insulation', 'structure', 'sqft', 0, 'fail_count', plan['floor_area1'], -0.5, -0.499, -0.5, 'No', 'Yes', 'Yes', 'No', 'No', 0, 0, 0, 0),
'Underfloor Ductwork' | 'structure' | 'ft' | 0 | 'fail_count' | plan['floor_area1']/10 | -0.5 | -0.499 | -0.5 | 'No' | 'Yes' | 'Yes' | 'Yes' | 'Yes' | 0 | 0 | 0 | 0 | ('Underfloor Ductwork', 'structure', 'ft', 0, 'fail_count', plan['floor_area1']/10, -0.5, -0.499, -0.5, 'No', 'Yes', 'Yes', 'Yes', 'Yes', 0, 0, 0, 0),
'Heating/Cooling Unit or HVAC' | 'structure' | 'ea' | 0 | 'fail_count' | 1 | -1 | 1 | 0 | 'Yes' | 'Yes' | 'Yes' | 'Yes' | 'Yes' | 0 | 0 | 0 | 0 | ('Heating/Cooling Unit or HVAC', 'structure', 'ea', 0, 'fail_count', 1, -1, 1, 0, 'Yes', 'Yes', 'Yes', 'Yes', 'Yes', 0, 0, 0, 0),
'Wood Subfloor' | 'structure' | 'sqft' | 0 | 'fail_count' | plan['floor_area1'] | 0 | 0.01 | 0 | 'Yes' | 'Yes' | 'Yes' | 'Yes' | 'Yes' | 0 | 0 | 0 | 0 | ('Wood Subfloor', 'structure', 'sqft', 0, 'fail_count', plan['floor_area1'], 0, 0.01, 0, 'Yes', 'Yes', 'Yes', 'Yes', 'Yes', 0, 0, 0, 0),
'Finished Floor Underlayment' | 'structure' | 'sqft' | 0 | 'fail_count' | plan['floor_area1'] | 0 | 0.01 | 0 | 'Yes' | 'Yes' | 'Yes' | 'Yes' | 'Yes' | 0 | 0 | 0 | 0 | ('Finished Floor Underlayment', 'structure', 'sqft', 0, 'fail_count', plan['floor_area1'], 0, 0.01, 0, 'Yes', 'Yes', 'Yes', 'Yes', 'Yes', 0, 0, 0, 0),
'Finished Floor' | 'structure' | 'sqft' | 0 | 'fail_count' | plan['floor_area1'] | 0 | 0.01 | 0 | 'Yes' | 'Yes' | 'Yes' | 'Yes' | 'Yes' | 0 | 0 | 0 | 0 | ('Finished Floor', 'structure', 'sqft', 0, 'fail_count', plan['floor_area1'], 0, 0.01, 0, 'Yes', 'Yes', 'Yes', 'Yes', 'Yes', 0, 0, 0, 0),
'Bottom Cabinets' | 'structure' | 'ea' | 0 | 'fail_count' | 1 | 0 | 1 | 0 | 'Yes' | 'Yes' | 'Yes' | 'Yes' | 'Yes' | 0 | 0 | 0 | 0 | ('Bottom Cabinets', 'structure', 'ea', 0, 'fail_count', 1, 0, 1, 0, 'Yes', 'Yes', 'Yes', 'Yes', 'Yes', 0, 0, 0, 0),
'Top Cabinets' | 'structure' | 'ea' | 0 | 'fail_count' | 1 | 4.5 | 5.5 | 4.5 | 'Yes' | 'Yes' | 'Yes' | 'Yes' | 'Yes' | 0 | 0 | 0 | 0 | ('Top Cabinets', 'structure', 'ea', 0, 'fail_count', 1, 4.5, 5.5, 4.5, 'Yes', 'Yes', 'Yes', 'Yes', 'Yes', 0, 0, 0, 0),
'Bathroom Bottom Cabinets' | 'structure' | 'ea' | 0 | 'fail_count' | plan['n_bath1'] | 0 | 1 | 0 | 'Yes' | 'Yes' | 'Yes' | 'Yes' | 'Yes' | 0 | 0 | 0 | 0 | ('Bathroom Bottom Cabinets', 'structure', 'ea', 0, 'fail_count', plan['n_bath1'], 0, 1, 0, 'Yes', 'Yes', 'Yes', 'Yes', 'Yes', 0, 0, 0, 0),
'Bathroom Top Cabinets' | 'structure' | 'ea' | 0 | 'fail_count' | plan['n_bath1'] | 4.5 | 5.5 | 4.5 | 'Yes' | 'Yes' | 'Yes' | 'Yes' | 'Yes' | 0 | 0 | 0 | 0 | ('Bathroom Top Cabinets', 'structure', 'ea', 0, 'fail_count', plan['n_bath1'], 4.5, 5.5, 4.5, 'Yes', 'Yes', 'Yes', 'Yes', 'Yes', 0, 0, 0, 0),
'Counter Tops' | 'structure' | 'ea' | 0 | 'fail_count' | 1 | 0 | 1 | 0 | 'Yes' | 'Yes' | 'Yes' | 'Yes' | 'Yes' | 0 | 0 | 0 | 0 | ('Counter Tops', 'structure', 'ea', 0, 'fail_count', 1, 0, 1, 0, 'Yes', 'Yes', 'Yes', 'Yes', 'Yes', 0, 0, 0, 0),
'Water Heater' | 'structure' | 'ea' | 0 | 'fail_count' | 1 | 0 | 2 | 1.5 | 'Yes' | 'Yes' | 'Yes' | 'Yes' | 'Yes' | 0 | 0 | 0 | 0 | ('Water Heater', 'structure', 'ea', 0, 'fail_count', 1, 0, 2, 1.5, 'Yes', 'Yes', 'Yes', 'Yes', 'Yes', 0, 0, 0, 0),
'Wall Paint - Interior' | 'structure' | 'sqft' | 0 | 'fail_count' | plan['int_wall_len1']*plan['ceiling_height1'] | 0.5 | 0.51 | 0.5 | 'Yes' | 'Yes' | 'Yes' | 'Yes' | 'Yes' | 0 | 0 | 0 | 0 | ('Wall Paint - Interior', 'structure', 'sqft', 0, 'fail_count', plan['int_wall_len1']*plan['ceiling_height1'], 0.5, 0.51, 0.5, 'Yes', 'Yes', 'Yes', 'Yes', 'Yes', 0, 0, 0, 0),
'Wall Paint - Exterior' | 'structure' | 'sqft' | 0 | 'fail_count' | plan['ext_wall_len1']*plan['ceiling_height1']*plan['num_floors'] | 0 | 0.01 | 0 | 'Yes' | 'Yes' | 'Yes' | 'Yes' | 'Yes' | 0 | 0 | 0 | 0 | ('Wall Paint - Exterior', 'structure', 'sqft', 0, 'fail_count', plan['ext_wall_len1']*plan['ceiling_height1']*plan['num_floors'], 0, 0.01, 0, 'Yes', 'Yes', 'Yes', 'Yes', 'Yes', 0, 0, 0, 0),
'Exterior Doors' | 'structure' | 'ea' | 0 | 'fail_count' | plan['n_ext_door1'] | 1 | 4 | 2 | 'Yes' | 'Yes' | 'Yes' | 'Yes' | 'Yes' | 0 | 0 | 0 | 0 | ('Exterior Doors', 'structure', 'ea', 0, 'fail_count', plan['n_ext_door1'], 1, 4, 2, 'Yes', 'Yes', 'Yes', 'Yes', 'Yes', 0, 0, 0, 0),
'Interior Doors' | 'structure' | 'ea' | 0 | 'fail_count' | plan['n_int_door1'] | 0 | 2 | 0.5 | 'Yes' | 'Yes' | 'Yes' | 'Yes' | 'Yes' | 0 | 0 | 0 | 0 | ('Interior Doors', 'structure', 'ea', 0, 'fail_count', plan['n_int_door1'], 0, 2, 0.5, 'Yes', 'Yes', 'Yes', 'Yes', 'Yes', 0, 0, 0, 0),
'Sheetrock/drywall' | 'structure' | 'sqft' | 0 | 'calc_drywall_insulation' | plan['int_wall_len1']*plan['ceiling_height1'] | 0 | 4 | 4 | 'Yes' | 'Yes' | 'Yes' | 'Yes' | 'Yes' | 0 | 'https://v391.ecoquery.ecoinvent.org/Details/PDF/9cd6e04e-a5d9-4b1e-a1e4-6e21e959b4cf/290c1f85-4cc4-4fa1-b0c8-2cb7f4276dce' | 0.29 | 0 | ('Sheetrock/drywall', 'structure', 'sqft', 0, 'calc_drywall_insulation', plan['int_wall_len1']*plan['ceiling_height1'], 0, 4, 4, 'Yes', 'Yes', 'Yes', 'Yes', 'Yes', 0, 'https://v391.ecoquery.ecoinvent.org/Details/PDF/9cd6e04e-a5d9-4b1e-a1e4-6e21e959b4cf/290c1f85-4cc4-4fa1-b0c8-2cb7f4276dce', 0.29, 0),
'Wall Insulation' | 'structure' | 'sqft' | 0 | 'calc_drywall_insulation' | plan['ext_wall_len1']*plan['ceiling_height1'] | 0 | 4 | 4 | 'Yes' | 'Yes' | 'Yes' | 'Yes' | 'Yes' | 0 | 0 | 0 | 0 | ('Wall Insulation', 'structure', 'sqft', 0, 'calc_drywall_insulation', plan['ext_wall_len1']*plan['ceiling_height1'], 0, 4, 4, 'Yes', 'Yes', 'Yes', 'Yes', 'Yes', 0, 0, 0, 0),
'Baseboard' | 'structure' | 'ft' | 0 | 'fail_count' | plan['int_wall_len1'] | 0 | 0.01 | 0 | 'Yes' | 'Yes' | 'Yes' | 'Yes' | 'Yes' | 0 | 0 | 0 | 0 | ('Baseboard', 'structure', 'ft', 0, 'fail_count', plan['int_wall_len1'], 0, 0.01, 0, 'Yes', 'Yes', 'Yes', 'Yes', 'Yes', 0, 0, 0, 0),
'Refrigerator' | 'structure' | 'ea' | 0 | 'fail_count' | 1 | 0.5 | 1.5 | 1 | 'Yes' | 'Yes' | 'Yes' | 'Yes' | 'Yes' | 0 | 0 | 0 | 0 | ('Refrigerator', 'structure', 'ea', 0, 'fail_count', 1, 0.5, 1.5, 1, 'Yes', 'Yes', 'Yes', 'Yes', 'Yes', 0, 0, 0, 0),
'Dishwasher' | 'structure' | 'ea' | 0 | 'fail_count' | 1 | 0.5 | 1.5 | 1 | 'Yes' | 'Yes' | 'Yes' | 'Yes' | 'Yes' | 0 | 0 | 0 | 0 | ('Dishwasher', 'structure', 'ea', 0, 'fail_count', 1, 0.5, 1.5, 1, 'Yes', 'Yes', 'Yes', 'Yes', 'Yes', 0, 0, 0, 0),
'Microwave' | 'structure' | 'ea' | 0 | 'fail_count' | 1 | 3 | 5 | 3 | 'Yes' | 'Yes' | 'Yes' | 'Yes' | 'Yes' | 0 | 0 | 0 | 0 | ('Microwave', 'structure', 'ea', 0, 'fail_count', 1, 3, 5, 3, 'Yes', 'Yes', 'Yes', 'Yes', 'Yes', 0, 0, 0, 0),
'Clothes Washer' | 'structure' | 'ea' | 0 | 'fail_count' | 1 | 0.5 | 1.5 | 1 | 'Yes' | 'Yes' | 'Yes' | 'Yes' | 'Yes' | 0 | 0 | 0 | 0 | ('Clothes Washer', 'structure', 'ea', 0, 'fail_count', 1, 0.5, 1.5, 1, 'Yes', 'Yes', 'Yes', 'Yes', 'Yes', 0, 0, 0, 0),
'Clothes Dryer' | 'structure' | 'ea' | 0 | 'fail_count' | 1 | 0.5 | 1.5 | 1 | 'Yes' | 'Yes' | 'Yes' | 'Yes' | 'Yes' | 0 | 0 | 0 | 0 | ('Clothes Dryer', 'structure', 'ea', 0, 'fail_count', 1, 0.5, 1.5, 1, 'Yes', 'Yes', 'Yes', 'Yes', 'Yes', 0, 0, 0, 0),
'Oven/stove' | 'structure' | 'ea' | 0 | 'fail_count' | 1 | 0.5 | 1.5 | 1 | 'Yes' | 'Yes' | 'Yes' | 'Yes' | 'Yes' | 0 | 0 | 0 | 0 | ('Oven/stove', 'structure', 'ea', 0, 'fail_count', 1, 0.5, 1.5, 1, 'Yes', 'Yes', 'Yes', 'Yes', 'Yes', 0, 0, 0, 0),
'Range hood' | 'structure' | 'ea' | 0 | 'fail_count' | 1 | 4.5 | 6 | 5 | 'Yes' | 'Yes' | 'Yes' | 'Yes' | 'Yes' | 0 | 0 | 0 | 0 | ('Range hood', 'structure', 'ea', 0, 'fail_count', 1, 4.5, 6, 5, 'Yes', 'Yes', 'Yes', 'Yes', 'Yes', 0, 0, 0, 0),
'Bottom Outlets' | 'structure' | 'ea' | 0 | 'fail_count' | math.ceil(plan['int_wall_len1']/12) | 1 | 2 | 1.5 | 'Yes' | 'Yes' | 'Yes' | 'Yes' | 'Yes' | 0 | 0 | 0 | 0 | ('Bottom Outlets', 'structure', 'ea', 0, 'fail_count', math.ceil(plan['int_wall_len1']/12), 1, 2, 1.5, 'Yes', 'Yes', 'Yes', 'Yes', 'Yes', 0, 0, 0, 0),
'Top Outlets' | 'structure' | 'ea' | 0 | 'fail_count' | plan['n_bath1'] + 3 | 3 | 4 | 4 | 'Yes' | 'Yes' | 'Yes' | 'Yes' | 'Yes' | 0 | 0 | 0 | 0 | ('Top Outlets', 'structure', 'ea', 0, 'fail_count', plan['n_bath1'] + 3, 3, 4, 4, 'Yes', 'Yes', 'Yes', 'Yes', 'Yes', 0, 0, 0, 0),
'Light Switches' | 'structure' | 'ea' | 0 | 'fail_count' | 2 * (plan['n_int_door1'] + plan['n_ext_door1']) | 3 | 4 | 4 | 'Yes' | 'Yes' | 'Yes' | 'Yes' | 'Yes' | 0 | 0 | 0 | 0 | ('Light Switches', 'structure', 'ea', 0, 'fail_count', 2 * (plan['n_int_door1'] + plan['n_ext_door1']), 3, 4, 4, 'Yes', 'Yes', 'Yes', 'Yes', 'Yes', 0, 0, 0, 0),
'Electrical Panel' | 'structure' | 'ea' | 0 | 'fail_count' | 1 | 3 | 5 | 4.5 | 'Yes' | 'Yes' | 'Yes' | 'Yes' | 'Yes' | 0 | 0 | 0 | 0 | ('Electrical Panel', 'structure', 'ea', 0, 'fail_count', 1, 3, 5, 4.5, 'Yes', 'Yes', 'Yes', 'Yes', 'Yes', 0, 0, 0, 0),
'Windows' | 'structure' | 'ea' | 0 | 'fail_count' | plan['n_window1'] | 2 | 20 | 5 | 'Yes' | 'Yes' | 'Yes' | 'Yes' | 'Yes' | 0 | 0 | 0 | 0 | ('Windows', 'structure', 'ea', 0, 'fail_count', plan['n_window1'], 2, 20, 5, 'Yes', 'Yes', 'Yes', 'Yes', 'Yes', 0, 0, 0, 0),
'Ceiling Paint' | 'structure' | 'sqft' | 0 | 'fail_count' | plan['floor_area1'] | plan['ceiling_height1'] | plan['ceiling_height1'] + 0.01 | plan['ceiling_height1'] | 'Yes' | 'Yes' | 'Yes' | 'Yes' | 'Yes' | 0 | 0 | 0 | 0 | ('Ceiling Paint', 'structure', 'sqft', 0, 'fail_count', plan['floor_area1'], plan['ceiling_height1'], plan['ceiling_height1'] + 0.01, plan['ceiling_height1'], 'Yes', 'Yes', 'Yes', 'Yes', 'Yes', 0, 0, 0, 0),
'Ceiling' | 'structure' | 'sqft' | 0 | 'fail_count' | plan['floor_area1'] | plan['ceiling_height1'] | plan['ceiling_height1'] + 0.01 | plan['ceiling_height1'] | 'Yes' | 'Yes' | 'Yes' | 'Yes' | 'Yes' | 0 | 0 | 0 | 0 | ('Ceiling', 'structure', 'sqft', 0, 'fail_count', plan['floor_area1'], plan['ceiling_height1'], plan['ceiling_height1'] + 0.01, plan['ceiling_height1'], 'Yes', 'Yes', 'Yes', 'Yes', 'Yes', 0, 0, 0, 0),
'Ceiling Insulation' | 'structure' | 'sqft' | 0 | 'fail_count' | (plan['floor_area1'] if plan['num_floors'] == 1 else 0) | plan['ceiling_height1'] | plan['ceiling_height1'] + 0.01 | plan['ceiling_height1'] | 'Yes' | 'Yes' | 'Yes' | 'Yes' | 'Yes' | 0 | 0 | 0 | 0 | ('Ceiling Insulation', 'structure', 'sqft', 0, 'fail_count', (plan['floor_area1'] if plan['num_floors'] == 1 else 0), plan['ceiling_height1'], plan['ceiling_height1'] + 0.01, plan['ceiling_height1'], 'Yes', 'Yes', 'Yes', 'Yes', 'Yes', 0, 0, 0, 0),
'Roof Cover Underlayment' | 'structure' | 'sqft' | 0 | 'fail_count' | plan['roof_area'] | plan['roof_height'] | plan['ridge_height'] | plan['roof_height'] | 'Yes' | 'Yes' | 'Yes' | 'Yes' | 'Yes' | 0 | 0 | 0 | 0 | ('Roof Cover Underlayment', 'structure', 'sqft', 0, 'fail_count', plan['roof_area'], plan['roof_height'], plan['ridge_height'], plan['roof_height'], 'Yes', 'Yes', 'Yes', 'Yes', 'Yes', 0, 0, 0, 0),
'Roof Cover' | 'structure' | 'sqft' | 0 | 'fail_count' | plan['roof_area'] | plan['roof_height'] | plan['ridge_height'] | plan['roof_height'] | 'Yes' | 'Yes' | 'Yes' | 'Yes' | 'Yes' | 0 | 0 | 0 | 0 | ('Roof Cover', 'structure', 'sqft', 0, 'fail_count', plan['roof_area'], plan['roof_height'], plan['ridge_height'], plan['roof_height'], 'Yes', 'Yes', 'Yes', 'Yes', 'Yes', 0, 0, 0, 0),
'Roof Cover and underlayment combined' | 'structure' | 'sqft' | 0 | 'fail_count' | plan['roof_area'] | plan['roof_height'] | plan['ridge_height'] | plan['roof_height'] | 'Yes' | 'Yes' | 'Yes' | 'Yes' | 'Yes' | 0 | 0 | 0 | 0 | ('Roof Cover and underlayment combined', 'structure', 'sqft', 0, 'fail_count', plan['roof_area'], plan['roof_height'], plan['ridge_height'], plan['roof_height'], 'Yes', 'Yes', 'Yes', 'Yes', 'Yes', 0, 0, 0, 0),
'Roof Sheathing' | 'structure' | 'sqft' | 0 | 'calc_facade' | plan['roof_area'] | plan['roof_height'] | plan['ridge_height'] | plan['roof_height'] | 'Yes' | 'Yes' | 'Yes' | 'Yes' | 'Yes' | 0 | 0 | 0 | 0 | ('Roof Sheathing', 'structure', 'sqft', 0, 'calc_facade', plan['roof_area'], plan['roof_height'], plan['ridge_height'], plan['roof_height'], 'Yes', 'Yes', 'Yes', 'Yes', 'Yes', 0, 0, 0, 0),
'Facade' | 'structure' | 'sqft' | 0 | 'calc_facade' | plan['ext_wall_len1']*plan['ceiling_height1']*plan['num_floors'] | 0 | plan['roof_height'] | 0 | 'Yes' | 'Yes' | 'Yes' | 'Yes' | 'Yes' | 0 | 0 | 0 | 0 | ('Facade', 'structure', 'sqft', 0, 'calc_facade', plan['ext_wall_len1']*plan['ceiling_height1']*plan['num_floors'], 0, plan['roof_height'], 0, 'Yes', 'Yes', 'Yes', 'Yes', 'Yes', 0, 0, 0, 0),
'Exterior Wall Sheathing' | 'structure' | 'sqft' | 0 | 'calc_facade' | plan['ext_wall_len1']*plan['ceiling_height1']*plan['num_floors'] | 0 | plan['roof_height'] | 0 | 'Yes' | 'Yes' | 'Yes' | 'Yes' | 'Yes' | 0 | 0 | 0 | 0 | ('Exterior Wall Sheathing', 'structure', 'sqft', 0, 'calc_facade', plan['ext_wall_len1']*plan['ceiling_height1']*plan['num_floors'], 0, plan['roof_height'], 0, 'Yes', 'Yes', 'Yes', 'Yes', 'Yes', 0, 0, 0, 0),
'Bookcase' | 'contents' | 'ea' | 0 | 'fail_count' | plan['n_bed1'] + 1 | 0 | 6 | 0 | 'Yes' | 'Yes' | 'Yes' | 'Yes' | 'Yes' | 0 | 0 | 0 | 0 | ('Bookcase', 'contents', 'ea', 0, 'fail_count', plan['n_bed1'] + 1, 0, 6, 0, 'Yes', 'Yes', 'Yes', 'Yes', 'Yes', 0, 0, 0, 0),
'Books' | 'contents' | 'ea' | 0 | 'fail_count' | 103 | 0 | 20 | 4 | 'Yes' | 'Yes' | 'Yes' | 'Yes' | 'Yes' | 0 | 0 | 0 | 0 | ('Books', 'contents', 'ea', 0, 'fail_count', 103, 0, 20, 4, 'Yes', 'Yes', 'Yes', 'Yes', 'Yes', 0, 0, 0, 0),
'Entertainment Center' | 'contents' | 'ea' | 0 | 'fail_count' | 1 | 0 | 2 | 0 | 'Yes' | 'Yes' | 'Yes' | 'Yes' | 'Yes' | 0 | 0 | 0 | 0 | ('Entertainment Center', 'contents', 'ea', 0, 'fail_count', 1, 0, 2, 0, 'Yes', 'Yes', 'Yes', 'Yes', 'Yes', 0, 0, 0, 0),
'Couch/Sofa' | 'contents' | 'ea' | 0 | 'fail_count' | 1 | 0 | 0.5 | 0.25 | 'Yes' | 'Yes' | 'Yes' | 'Yes' | 'Yes' | 0 | 0 | 0 | 0 | ('Couch/Sofa', 'contents', 'ea', 0, 'fail_count', 1, 0, 0.5, 0.25, 'Yes', 'Yes', 'Yes', 'Yes', 'Yes', 0, 0, 0, 0),
'Coffee Table/End Table' | 'contents' | 'ea' | 0 | 'fail_count' | 3 | 0 | 2 | 0 | 'Yes' | 'Yes' | 'Yes' | 'Yes' | 'Yes' | 0 | 0 | 0 | 0 | ('Coffee Table/End Table', 'contents', 'ea', 0, 'fail_count', 3, 0, 2, 0, 'Yes', 'Yes', 'Yes', 'Yes', 'Yes', 0, 0, 0, 0),
'Lamps' | 'contents' | 'ea' | 0 | 'fail_count' | plan['n_bed1'] + 3 | 0 | 2 | 0 | 'Yes' | 'Yes' | 'Yes' | 'Yes' | 'Yes' | 0 | 0 | 0 | 0 | ('Lamps', 'contents', 'ea', 0, 'fail_count', plan['n_bed1'] + 3, 0, 2, 0, 'Yes', 'Yes', 'Yes', 'Yes', 'Yes', 0, 0, 0, 0),
'Blinds' | 'contents' | 'ea' | 0 | 'fail_count' | plan['n_window1'] | 6 | 7 | 6.5 | 'Yes' | 'Yes' | 'Yes' | 'Yes' | 'Yes' | 0 | 0 | 0 | 0 | ('Blinds', 'contents', 'ea', 0, 'fail_count', plan['n_window1'], 6, 7, 6.5, 'Yes', 'Yes', 'Yes', 'Yes', 'Yes', 0, 0, 0, 0),
'Curtains/Drapes' | 'contents' | 'ea' | 0 | 'fail_count' | plan['n_window1'] | 0 | 8 | 4 | 'Yes' | 'Yes' | 'Yes' | 'Yes' | 'Yes' | 0 | 0 | 0 | 0 | ('Curtains/Drapes', 'contents', 'ea', 0, 'fail_count', plan['n_window1'], 0, 8, 4, 'Yes', 'Yes', 'Yes', 'Yes', 'Yes', 0, 0, 0, 0),
'A/V equipment' | 'contents' | 'ea' | 0 | 'fail_count' | 4 | 2 | 4 | 3 | 'Yes' | 'Yes' | 'Yes' | 'Yes' | 'Yes' | 0 | 0 | 0 | 0 | ('A/V equipment', 'contents', 'ea', 0, 'fail_count', 4, 2, 4, 3, 'Yes', 'Yes', 'Yes', 'Yes', 'Yes', 0, 0, 0, 0),
'Television' | 'contents' | 'ea' | 0 | 'fail_count' | 1 | 2 | 6 | 4 | 'Yes' | 'Yes' | 'Yes' | 'Yes' | 'Yes' | 0 | 0 | 0 | 0 | ('Television', 'contents', 'ea', 0, 'fail_count', 1, 2, 6, 4, 'Yes', 'Yes', 'Yes', 'Yes', 'Yes', 0, 0, 0, 0),
'Dinner Table' | 'contents' | 'ea' | 0 | 'fail_count' | 1 | 2.33 | 4 | 2.5 | 'Yes' | 'Yes' | 'Yes' | 'Yes' | 'Yes' | 0 | 0 | 0 | 0 | ('Dinner Table', 'contents', 'ea', 0, 'fail_count', 1, 2.33, 4, 2.5, 'Yes', 'Yes', 'Yes', 'Yes', 'Yes', 0, 0, 0, 0),
'Dinner Chair' | 'contents' | 'ea' | 0 | 'fail_count' | 1 | 1.5 | 3.33 | 2 | 'Yes' | 'Yes' | 'Yes' | 'Yes' | 'Yes' | 0 | 0 | 0 | 0 | ('Dinner Chair', 'contents', 'ea', 0, 'fail_count', 1, 1.5, 3.33, 2, 'Yes', 'Yes', 'Yes', 'Yes', 'Yes', 0, 0, 0, 0),
'China Cabinet/Buffet' | 'contents' | 'ea' | 0 | 'fail_count' | 1 | 0.5 | 1.5 | 1 | 'Yes' | 'Yes' | 'Yes' | 'Yes' | 'Yes' | 0 | 0 | 0 | 0 | ('China Cabinet/Buffet', 'contents', 'ea', 0, 'fail_count', 1, 0.5, 1.5, 1, 'Yes', 'Yes', 'Yes', 'Yes', 'Yes', 0, 0, 0, 0),
'Small Kitchen Appliances' | 'contents' | 'ea' | 0 | 'fail_count' | 5 | 1 | 5 | 3 | 'Yes' | 'Yes' | 'Yes' | 'Yes' | 'Yes' | 0 | 0 | 0 | 0 | ('Small Kitchen Appliances', 'contents', 'ea', 0, 'fail_count', 5, 1, 5, 3, 'Yes', 'Yes', 'Yes', 'Yes', 'Yes', 0, 0, 0, 0),
'Bed Frame' | 'contents' | 'ea' | 0 | 'fail_count' | plan['n_bed1'] | 1 | 2 | 1.5 | 'Yes' | 'Yes' | 'Yes' | 'Yes' | 'Yes' | 0 | 0 | 0 | 0 | ('Bed Frame', 'contents', 'ea', 0, 'fail_count', plan['n_bed1'], 1, 2, 1.5, 'Yes', 'Yes', 'Yes', 'Yes', 'Yes', 0, 0, 0, 0),
'Box Spring and Mattress' | 'contents' | 'ea' | 0 | 'fail_count' | plan['n_bed1'] | 1 | 2 | 1.5 | 'Yes' | 'Yes' | 'Yes' | 'Yes' | 'Yes' | 0 | 0 | 0 | 0 | ('Box Spring and Mattress', 'contents', 'ea', 0, 'fail_count', plan['n_bed1'], 1, 2, 1.5, 'Yes', 'Yes', 'Yes', 'Yes', 'Yes', 0, 0, 0, 0),
'Bedding' | 'contents' | 'ea' | 0 | 'fail_count' | plan['n_bed1'] | 1 | 2 | 1.5 | 'Yes' | 'Yes' | 'Yes' | 'Yes' | 'Yes' | 0 | 0 | 0 | 0 | ('Bedding', 'contents', 'ea', 0, 'fail_count', plan['n_bed1'], 1, 2, 1.5, 'Yes', 'Yes', 'Yes', 'Yes', 'Yes', 0, 0, 0, 0),
'Chest of Drawers/Dresser' | 'contents' | 'ea' | 0 | 'fail_count' | plan['n_bed1'] | 0.5 | 1.5 | 1 | 'Yes' | 'Yes' | 'Yes' | 'Yes' | 'Yes' | 0 | 0 | 0 | 0 | ('Chest of Drawers/Dresser', 'contents', 'ea', 0, 'fail_count', plan['n_bed1'], 0.5, 1.5, 1, 'Yes', 'Yes', 'Yes', 'Yes', 'Yes', 0, 0, 0, 0),
'Night stand' | 'contents' | 'ea' | 0 | 'fail_count' | plan['n_bed1'] + 1 | 0.5 | 1.5 | 1 | 'Yes' | 'Yes' | 'Yes' | 'Yes' | 'Yes' | 0 | 0 | 0 | 0 | ('Night stand', 'contents', 'ea', 0, 'fail_count', plan['n_bed1'] + 1, 0.5, 1.5, 1, 'Yes', 'Yes', 'Yes', 'Yes', 'Yes', 0, 0, 0, 0),
'Bedroom Television' | 'contents' | 'ea' | 0 | 'fail_count' | plan['n_bed1'] | 3 | 5 | 4 | 'Yes' | 'Yes' | 'Yes' | 'Yes' | 'Yes' | 0 | 0 | 0 | 0 | ('Bedroom Television', 'contents', 'ea', 0, 'fail_count', plan['n_bed1'], 3, 5, 4, 'Yes', 'Yes', 'Yes', 'Yes', 'Yes', 0, 0, 0, 0),
'Desk' | 'contents' | 'ea' | 0 | 'fail_count' | plan['n_bed1'] | 0 | 3 | 1.5 | 'Yes' | 'Yes' | 'Yes' | 'Yes' | 'Yes' | 0 | 0 | 0 | 0 | ('Desk', 'contents', 'ea', 0, 'fail_count', plan['n_bed1'], 0, 3, 1.5, 'Yes', 'Yes', 'Yes', 'Yes', 'Yes', 0, 0, 0, 0),
'Computer' | 'contents' | 'ea' | 0 | 'fail_count' | 1 | 2 | 3 | 2.5 | 'Yes' | 'Yes' | 'Yes' | 'Yes' | 'Yes' | 0 | 0 | 0 | 0 | ('Computer', 'contents', 'ea', 0, 'fail_count', 1, 2, 3, 2.5, 'Yes', 'Yes', 'Yes', 'Yes', 'Yes', 0, 0, 0, 0),
'Clothing' | 'contents' | 'ea' | 0 | 'fail_count' | 100 * (plan['n_bed1'] + 1) | 0 | 7 | 3.5 | 'Yes' | 'Yes' | 'Yes' | 'Yes' | 'Yes' | 0 | 0 | 0 | 0 | ('Clothing', 'contents', 'ea', 0, 'fail_count', 100 * (plan['n_bed1'] + 1), 0, 7, 3.5, 'Yes', 'Yes', 'Yes', 'Yes', 'Yes', 0, 0, 0, 0),
'Towels/Linens' | 'contents' | 'ea' | 0 | 'fail_count' | plan['n_bed1'] * 10 | 0 | 7 | 3.5 | 'Yes' | 'Yes' | 'Yes' | 'Yes' | 'Yes' | 0 | 0 | 0 | 0 | ('Towels/Linens', 'contents', 'ea', 0, 'fail_count', plan['n_bed1'] * 10, 0, 7, 3.5, 'Yes', 'Yes', 'Yes', 'Yes', 'Yes', 0, 0, 0, 0),
'2nd Floor Bed Frame' | 'contents' | 'ea' | 0 | 'fail_count' | plan['n_bed2'] | 10 | 11 | 10.5 | 'Yes' | 'Yes' | 'Yes' | 'Yes' | 'Yes' | 0 | 0 | 0 | 0 | ('2nd Floor Bed Frame', 'contents', 'ea', 0, 'fail_count', plan['n_bed2'], 10, 11, 10.5, 'Yes', 'Yes', 'Yes', 'Yes', 'Yes', 0, 0, 0, 0),
'2nd Floor Box Spring and Mattress' | 'contents' | 'ea' | 0 | 'fail_count' | plan['n_bed2'] | 10 | 11 | 10.5 | 'Yes' | 'Yes' | 'Yes' | 'Yes' | 'Yes' | 0 | 0 | 0 | 0 | ('2nd Floor Box Spring and Mattress', 'contents', 'ea', 0, 'fail_count', plan['n_bed2'], 10, 11, 10.5, 'Yes', 'Yes', 'Yes', 'Yes', 'Yes', 0, 0, 0, 0),
'2nd Floor Bedding' | 'contents' | 'ea' | 0 | 'fail_count' | plan['n_bed2'] | 10 | 11 | 10.5 | 'Yes' | 'Yes' | 'Yes' | 'Yes' | 'Yes' | 0 | 0 | 0 | 0 | ('2nd Floor Bedding', 'contents', 'ea', 0, 'fail_count', plan['n_bed2'], 10, 11, 10.5, 'Yes', 'Yes', 'Yes', 'Yes', 'Yes', 0, 0, 0, 0),
'2nd Floor Chest of Drawers/Dresser' | 'contents' | 'ea' | 0 | 'fail_count' | plan['n_bed2'] | 9.5 | 10.5 | 10 | 'Yes' | 'Yes' | 'Yes' | 'Yes' | 'Yes' | 0 | 0 | 0 | 0 | ('2nd Floor Chest of Drawers/Dresser', 'contents', 'ea', 0, 'fail_count', plan['n_bed2'], 9.5, 10.5, 10, 'Yes', 'Yes', 'Yes', 'Yes', 'Yes', 0, 0, 0, 0),
'2nd Floor Night stand' | 'contents' | 'ea' | 0 | 'fail_count' | plan['n_bed2'] | 9.5 | 10.5 | 10 | 'Yes' | 'Yes' | 'Yes' | 'Yes' | 'Yes' | 0 | 0 | 0 | 0 | ('2nd Floor Night stand', 'contents', 'ea', 0, 'fail_count', plan['n_bed2'], 9.5, 10.5, 10, 'Yes', 'Yes', 'Yes', 'Yes', 'Yes', 0, 0, 0, 0),
'2nd Floor Bedroom Television' | 'contents' | 'ea' | 0 | 'fail_count' | plan['n_bed2'] | 12 | 14 | 13 | 'Yes' | 'Yes' | 'Yes' | 'Yes' | 'Yes' | 0 | 0 | 0 | 0 | ('2nd Floor Bedroom Television', 'contents', 'ea', 0, 'fail_count', plan['n_bed2'], 12, 14, 13, 'Yes', 'Yes', 'Yes', 'Yes', 'Yes', 0, 0, 0, 0),
'2nd Floor Desk' | 'contents' | 'ea' | 0 | 'fail_count' | plan['n_bed2'] | 9 | 12 | 10.5 | 'Yes' | 'Yes' | 'Yes' | 'Yes' | 'Yes' | 0 | 0 | 0 | 0 | ('2nd Floor Desk', 'contents', 'ea', 0, 'fail_count', plan['n_bed2'], 9, 12, 10.5, 'Yes', 'Yes', 'Yes', 'Yes', 'Yes', 0, 0, 0, 0),
'2nd Floor Clothing' | 'contents' | 'ea' | 0 | 'fail_count' | 100 * (plan['n_bed2']) | 9 | 16 | 12.5 | 'Yes' | 'Yes' | 'Yes' | 'Yes' | 'Yes' | 0 | 0 | 0 | 0 | ('2nd Floor Clothing', 'contents', 'ea', 0, 'fail_count', 100 * (plan['n_bed2']), 9, 16, 12.5, 'Yes', 'Yes', 'Yes', 'Yes', 'Yes', 0, 0, 0, 0),
'2nd Floor Towels/Linens' | 'contents' | 'ea' | 0 | 'fail_count' | plan['n_bed2'] * 10 | 9 | 16 | 12.5 | 'Yes' | 'Yes' | 'Yes' | 'Yes' | 'Yes' | 0 | 0 | 0 | 0 | ('2nd Floor Towels/Linens', 'contents', 'ea', 0, 'fail_count', plan['n_bed2'] * 10, 9, 16, 12.5, 'Yes', 'Yes', 'Yes', 'Yes', 'Yes', 0, 0, 0, 0),
'2nd Floor Lamps' | 'contents' | 'ea' | 0 | 'fail_count' | plan['n_bed2'] | 9 | 11 | 10 | 'Yes' | 'Yes' | 'Yes' | 'Yes' | 'Yes' | 0 | 0 | 0 | 0 | ('2nd Floor Lamps', 'contents', 'ea', 0, 'fail_count', plan['n_bed2'], 9, 11, 10, 'Yes', 'Yes', 'Yes', 'Yes', 'Yes', 0, 0, 0, 0),
'2nd Floor Blinds' | 'contents' | 'ea' | 0 | 'fail_count' | plan['n_bed2'] | 15 | 16.5 | 16 | 'Yes' | 'Yes' | 'Yes' | 'Yes' | 'Yes' | 0 | 0 | 0 | 0 | ('2nd Floor Blinds', 'contents', 'ea', 0, 'fail_count', plan['n_bed2'], 15, 16.5, 16, 'Yes', 'Yes', 'Yes', 'Yes', 'Yes', 0, 0, 0, 0),
'2nd Floor Curtains/Drapes' | 'contents' | 'ea' | 0 | 'fail_count' | plan['n_window2'] | 9 | 17 | 13 | 'Yes' | 'Yes' | 'Yes' | 'Yes' | 'Yes' | 0 | 0 | 0 | 0 | ('2nd Floor Curtains/Drapes', 'contents', 'ea', 0, 'fail_count', plan['n_window2'], 9, 17, 13, 'Yes', 'Yes', 'Yes', 'Yes', 'Yes', 0, 0, 0, 0),
'2nd Floor Bookcase' | 'contents' | 'ea' | 0 | 'fail_count' | plan['n_bed2'] | 9 | 9.5 | 9 | 'Yes' | 'Yes' | 'Yes' | 'Yes' | 'Yes' | 0 | 0 | 0 | 0 | ('2nd Floor Bookcase', 'contents', 'ea', 0, 'fail_count', plan['n_bed2'], 9, 9.5, 9, 'Yes', 'Yes', 'Yes', 'Yes', 'Yes', 0, 0, 0, 0),
'2nd Floor Windows' | 'structure' | 'ea' | 0 | 'fail_count' | plan['n_window2'] | 9 | 20 | 13 | 'Yes' | 'Yes' | 'Yes' | 'Yes' | 'Yes' | 0 | 0 | 0 | 0 | ('2nd Floor Windows', 'structure', 'ea', 0, 'fail_count', plan['n_window2'], 9, 20, 13, 'Yes', 'Yes', 'Yes', 'Yes', 'Yes', 0, 0, 0, 0),
'2nd Floor Ceiling' | 'structure' | 'ea' | 0 | 'fail_count' | plan['floor_area2'] | plan['ceiling_height1'] + 1 + plan['ceiling_height2'] | plan['ceiling_height1'] + 1.01 + plan['ceiling_height2'] | plan['ceiling_height1'] + 1 + plan['ceiling_height2'] | 'Yes' | 'Yes' | 'Yes' | 'Yes' | 'Yes' | 0 | 0 | 0 | 0 | ('2nd Floor Ceiling', 'structure', 'ea', 0, 'fail_count', plan['floor_area2'], plan['ceiling_height1'] + 1 + plan['ceiling_height2'], plan['ceiling_height1'] + 1.01 + plan['ceiling_height2'], plan['ceiling_height1'] + 1 + plan['ceiling_height2'], 'Yes', 'Yes', 'Yes', 'Yes', 'Yes', 0, 0, 0, 0),
'2nd Floor Ceiling Insulation' | 'structure' | 'ea' | 0 | 'fail_count' | (plan['floor_area2'] if plan['num_floors'] == 2 else 0) | plan['ceiling_height1'] + 1 + plan['ceiling_height2'] | plan['ceiling_height1'] + 1.01 + plan['ceiling_height2'] | plan['ceiling_height1'] + 1 + plan['ceiling_height2'] | 'Yes' | 'Yes' | 'Yes' | 'Yes' | 'Yes' | 0 | 0 | 0 | 0 | ('2nd Floor Ceiling Insulation', 'structure', 'ea', 0, 'fail_count', (plan['floor_area2'] if plan['num_floors'] == 2 else 0), plan['ceiling_height1'] + 1 + plan['ceiling_height2'], plan['ceiling_height1'] + 1.01 + plan['ceiling_height2'], plan['ceiling_height1'] + 1 + plan['ceiling_height2'], 'Yes', 'Yes', 'Yes', 'Yes', 'Yes', 0, 0, 0, 0),
'2nd Floor Bottom Outlets' | 'structure' | 'ea' | 0 | 'fail_count' | math.ceil(plan['int_wall_len2']/12) | plan['ceiling_height1'] + 1 + 1 | plan['ceiling_height1'] + 1 + 2 | plan['ceiling_height1'] + 1 + 1.5 | 'Yes' | 'Yes' | 'Yes' | 'Yes' | 'Yes' | 0 | 0 | 0 | 0 | ('2nd Floor Bottom Outlets', 'structure', 'ea', 0, 'fail_count', math.ceil(plan['int_wall_len2']/12), plan['ceiling_height1'] + 1 + 1, plan['ceiling_height1'] + 1 + 2, plan['ceiling_height1'] + 1 + 1.5, 'Yes', 'Yes', 'Yes', 'Yes', 'Yes', 0, 0, 0, 0),
'2nd Floor Top Outlets' | 'structure' | 'ea' | 0 | 'fail_count' | plan['n_bath2'] | plan['ceiling_height1'] + 1 + 3 | plan['ceiling_height1'] + 1 + 4 | plan['ceiling_height1'] + 1 + 4 | 'Yes' | 'Yes' | 'Yes' | 'Yes' | 'Yes' | 0 | 0 | 0 | 0 | ('2nd Floor Top Outlets', 'structure', 'ea', 0, 'fail_count', plan['n_bath2'], plan['ceiling_height1'] + 1 + 3, plan['ceiling_height1'] + 1 + 4, plan['ceiling_height1'] + 1 + 4, 'Yes', 'Yes', 'Yes', 'Yes', 'Yes', 0, 0, 0, 0),
'2nd Floor Light Switches' | 'structure' | 'ea' | 0 | 'fail_count' | 2 * (plan['n_int_door2'] + plan['n_ext_door2']) | plan['ceiling_height1'] + 1 + 3 | plan['ceiling_height1'] + 1 + 4 | plan['ceiling_height1'] + 1 + 4 | 'Yes' | 'Yes' | 'Yes' | 'Yes' | 'Yes' | 0 | 0 | 0 | 0 | ('2nd Floor Light Switches', 'structure', 'ea', 0, 'fail_count', 2 * (plan['n_int_door2'] + plan['n_ext_door2']), plan['ceiling_height1'] + 1 + 3, plan['ceiling_height1'] + 1 + 4, plan['ceiling_height1'] + 1 + 4, 'Yes', 'Yes', 'Yes', 'Yes', 'Yes', 0, 0, 0, 0),
'2nd Floor Underfloor Ductwork' | 'structure' | 'ft' | 0 | 'fail_count' | plan['floor_area2']/10 | plan['ceiling_height1'] + 0.5 | plan['ceiling_height1'] + 0.51 | plan['ceiling_height1'] + 0.5 | 'Yes' | 'Yes' | 'Yes' | 'Yes' | 'Yes' | 0 | 0 | 0 | 0 | ('2nd Floor Underfloor Ductwork', 'structure', 'ft', 0, 'fail_count', plan['floor_area2']/10, plan['ceiling_height1'] + 0.5, plan['ceiling_height1'] + 0.51, plan['ceiling_height1'] + 0.5 , 'Yes', 'Yes', 'Yes', 'Yes', 'Yes', 0, 0, 0, 0),
'2nd Floor Wood Subfloor' | 'structure' | 'sqft' | 0 | 'fail_count' | plan['floor_area2'] | plan['ceiling_height1'] + 1 | plan['ceiling_height1'] + 1.01 | plan['ceiling_height1'] + 1 | 'Yes' | 'Yes' | 'Yes' | 'Yes' | 'Yes' | 0 | 0 | 0 | 0 | ('2nd Floor Wood Subfloor', 'structure', 'sqft', 0, 'fail_count', plan['floor_area2'], plan['ceiling_height1'] + 1, plan['ceiling_height1'] + 1.01, plan['ceiling_height1'] + 1 , 'Yes', 'Yes', 'Yes', 'Yes', 'Yes', 0, 0, 0, 0),
'2nd Floor Finished Floor Underlayment' | 'structure' | 'sqft' | 0 | 'fail_count' | plan['floor_area2'] | plan['ceiling_height1'] + 1 | plan['ceiling_height1'] + 1.01 | plan['ceiling_height1'] + 1 | 'Yes' | 'Yes' | 'Yes' | 'Yes' | 'Yes' | 0 | 0 | 0 | 0 | ('2nd Floor Finished Floor Underlayment', 'structure', 'sqft', 0, 'fail_count', plan['floor_area2'], plan['ceiling_height1'] + 1, plan['ceiling_height1'] + 1.01, plan['ceiling_height1'] + 1 , 'Yes', 'Yes', 'Yes', 'Yes', 'Yes', 0, 0, 0, 0),
'2nd Floor Finished Floor' | 'structure' | 'sqft' | 0 | 'fail_count' | plan['floor_area2'] | plan['ceiling_height1'] + 1 | plan['ceiling_height1'] + 1.01 | plan['ceiling_height1'] + 1 | 'Yes' | 'Yes' | 'Yes' | 'Yes' | 'Yes' | 0 | 0 | 0 | 0 | ('2nd Floor Finished Floor', 'structure', 'sqft', 0, 'fail_count', plan['floor_area2'], plan['ceiling_height1'] + 1, plan['ceiling_height1'] + 1.01, plan['ceiling_height1'] + 1 , 'Yes', 'Yes', 'Yes', 'Yes', 'Yes', 0, 0, 0, 0),
'2nd Floor Bathroom Bottom Cabinets' | 'structure' | 'ea' | 0 | 'fail_count' | plan['n_bath2'] | plan['ceiling_height1'] + 1 | plan['ceiling_height1'] + 2 | plan['ceiling_height1'] + 1 | 'Yes' | 'Yes' | 'Yes' | 'Yes' | 'Yes' | 0 | 0 | 0 | 0 | ('2nd Floor Bathroom Bottom Cabinets', 'structure', 'ea', 0, 'fail_count', plan['n_bath2'], plan['ceiling_height1'] + 1, plan['ceiling_height1'] + 2, plan['ceiling_height1'] + 1, 'Yes', 'Yes', 'Yes', 'Yes', 'Yes', 0, 0, 0, 0),
'2nd Floor Bathroom Top Cabinets' | 'structure' | 'ea' | 0 | 'fail_count' | plan['n_bath2'] | plan['ceiling_height1'] + 1+4.5 | plan['ceiling_height1'] + 1 + 5.5 | plan['ceiling_height1'] + 1 + 4.5 | 'Yes' | 'Yes' | 'Yes' | 'Yes' | 'Yes' | 0 | 0 | 0 | 0 | ('2nd Floor Bathroom Top Cabinets', 'structure', 'ea', 0, 'fail_count', plan['n_bath2'], plan['ceiling_height1'] + 1+4.5, plan['ceiling_height1'] + 1 + 5.5, plan['ceiling_height1'] + 1 + 4.5, 'Yes', 'Yes', 'Yes', 'Yes', 'Yes', 0, 0, 0, 0),
'2nd Floor Wall Paint - Interior' | 'structure' | 'sqft' | 0 | 'fail_count' | plan['int_wall_len2'] * plan['ceiling_height2'] | plan['ceiling_height1'] + 1.5 | plan['ceiling_height1'] + 1.51 | plan['ceiling_height1'] + 1.5 | 'Yes' | 'Yes' | 'Yes' | 'Yes' | 'Yes' | 0 | 0 | 0 | 0 | ('2nd Floor Wall Paint - Interior', 'structure', 'sqft', 0, 'fail_count', plan['int_wall_len2'] * plan['ceiling_height2'], plan['ceiling_height1'] + 1.5, plan['ceiling_height1'] + 1.51, plan['ceiling_height1'] + 1.5, 'Yes', 'Yes', 'Yes', 'Yes', 'Yes', 0, 0, 0, 0),
'2nd Floor Exterior Doors' | 'structure' | 'ea' | 0 | 'fail_count' | plan['n_ext_door2'] | plan['ceiling_height1'] + 1 +1 | plan['ceiling_height1'] + 1 + 4 | plan['ceiling_height1'] + 1 + 2 | 'Yes' | 'Yes' | 'Yes' | 'Yes' | 'Yes' | 0 | 0 | 0 | 0 | ('2nd Floor Exterior Doors', 'structure', 'ea', 0, 'fail_count', plan['n_ext_door2'], plan['ceiling_height1'] + 1 +1, plan['ceiling_height1'] + 1 + 4, plan['ceiling_height1'] + 1 + 2, 'Yes', 'Yes', 'Yes', 'Yes', 'Yes', 0, 0, 0, 0),
'2nd Floor Interior Doors' | 'structure' | 'ea' | 0 | 'fail_count' | plan['n_int_door2'] | plan['ceiling_height1'] + 1 | plan['ceiling_height1'] + 1 + 2 | plan['ceiling_height1'] + 1 + 0.5 | 'Yes' | 'Yes' | 'Yes' | 'Yes' | 'Yes' | 0 | 0 | 0 | 0 | ('2nd Floor Interior Doors', 'structure', 'ea', 0, 'fail_count', plan['n_int_door2'] , plan['ceiling_height1'] + 1, plan['ceiling_height1'] + 1 + 2, plan['ceiling_height1'] + 1 + 0.5, 'Yes', 'Yes', 'Yes', 'Yes', 'Yes', 0, 0, 0, 0),
'2nd Floor Sheetrock/drywall' | 'structure' | 'sqft' | 0 | 'calc_drywall_insulation' | plan['int_wall_len2'] * plan['ceiling_height2'] | plan['ceiling_height1'] + 1 | plan['ceiling_height1'] + 1 + 4 | plan['ceiling_height1'] + 1 + 4 | 'Yes' | 'Yes' | 'Yes' | 'Yes' | 'Yes' | 0 | 0 | 0 | 0 | ('2nd Floor Sheetrock/drywall', 'structure', 'sqft', 0, 'calc_drywall_insulation', plan['int_wall_len2'] * plan['ceiling_height2'], plan['ceiling_height1'] + 1, plan['ceiling_height1'] + 1 + 4, plan['ceiling_height1'] + 1 + 4, 'Yes', 'Yes', 'Yes', 'Yes', 'Yes', 0, 0, 0, 0),
'2nd Floor Wall Insulation' | 'structure' | 'sqft' | 0 | 'calc_drywall_insulation' | plan['int_wall_len2'] * plan['ceiling_height2'] | plan['ceiling_height1'] + 1 | plan['ceiling_height1'] + 1 + 4 | plan['ceiling_height1'] + 1 + 4 | 'Yes' | 'Yes' | 'Yes' | 'Yes' | 'Yes' | 0 | 0 | 0 | 0 | ('2nd Floor Wall Insulation', 'structure', 'sqft', 0, 'calc_drywall_insulation', plan['int_wall_len2'] * plan['ceiling_height2'], plan['ceiling_height1'] + 1, plan['ceiling_height1'] + 1 + 4, plan['ceiling_height1'] + 1 + 4, 'Yes', 'Yes', 'Yes', 'Yes', 'Yes', 0, 0, 0, 0),
'2nd Floor Baseboard' | 'structure' | 'ft' | 0 | 'fail_count' | plan['int_wall_len2'] | plan['ceiling_height1'] + 1 | plan['ceiling_height1'] + 1 + .01 | plan['ceiling_height1'] + 1 | 'Yes' | 'Yes' | 'Yes' | 'Yes' | 'Yes' | 0 | 0 | 0 | 0 | ('2nd Floor Baseboard', 'structure', 'ft', 0, 'fail_count', plan['int_wall_len2'], plan['ceiling_height1'] + 1, plan['ceiling_height1'] + 1 + .01, plan['ceiling_height1'] + 1, 'Yes', 'Yes', 'Yes', 'Yes', 'Yes', 0, 0, 0, 0),

## SimaPro LCA Data
component | functional_unit | eco_invent_process | simapro_functional_unit | kg_CO2e_spfu | common_functional_unit | conversion_factor | fu_conversion_note
Underfloor Insulation | ft2 | Polystyrene foam slab {GLO}¦ market for polystyrene foam slab ¦ Cut-off, S | kg | 4.03 | ft2
Underfloor Insulation | ft2 | Polystyrene foam slab, 10% recycled {GLO}¦ market for polystyrene foam slab, 10% recycled ¦ Cut-off, S | kg | 3.66 | ft2
Underfloor Insulation | ft2 | Polystyrene foam slab for perimeter insulation {GLO}¦ market for polystyrene foam slab for perimeter insulation ¦ Cut-off, S | kg | 4.64 | ft2
Underfloor Insulation | ft2 | Polystyrene foam slab with graphite, 6% recycled {GLO}¦ market for polystyrene foam slab with graphite, 6% recycled ¦ Cut-off, S | kg | 3.66 | ft2
Underfloor Insulation | ft2 | Polyurethane, rigid foam {RoW}¦ market for polyurethane, rigid foam ¦ Cut-off, S | kg | 5.96 | ft2
Underfloor Ductwork | ft | spiral-seam duct, steel, DN 125 | m | 9.35 | ft | 0.304785126
Underfloor Ductwork | ft | spiral-seam duct, steel, DN 400 | m | 28.6 | ft | 0.304785126
Underfloor Ductwork | ft | flexible duct, aluminium/PET, DN of 125 | m | 1.35 | ft | 0.304785126
Underfloor Ductwork | ft | polyethylene pipe, corrugated, DN 75 | m | 1.11 | ft | 0.304785126
Underfloor Ductwork | ft | polyethylene pipe, DN 200, SDR 41 | m | 10.1 | ft | 0.304785126
Underfloor Ductwork | ft | ventilation duct, steel, 100x50 mm | m | 7.11 | ft | 0.304785126
Heating/Cooling Unit or HVAC | ea | Heat pump, 30kW {GLO}¦ market for heat pump, 30kW ¦ Cut-off, S | ea | 5040 | ea | 1
Heating/Cooling Unit or HVAC | ea | Ventilation system, decentralized, 6 x 120 m3/h, polyethylene ducts {GLO}¦ market for ventilation system, decentralized, 6 x 120 m3/h, polyethylene ducts ¦ Cut-off, S | ea | 800 | ea | 1 | SimaPro vlaue divided by six as value represents 6 units in combination
Heating/Cooling Unit or HVAC | ea | (https://www.proquest.com/docview/1318509034?parentSessionId=X%2Bok2qQaOIN9DI2LbcbIBVw6%2BUT6WbDiJpmykVYnF4g%3D&accountid=14612) page 34 | ea | 1559 | ea | 1
Wood Subfloor | ft2 | Oriented strand board {RoW}¦ market for oriented strand board ¦ Cut-off, S | m3 | 332 | m3 | 1
Wood Subfloor | ft2 | Oriented strand board product, US SE/kg/US | kg | 0.593 | m3 | 640 | from ecoinvent record for osb: "Typical densities are 600-680 kg/m3" => assume 640
Wood Subfloor | ft2 | Plywood {RoW}¦ market for plywood ¦ Cut-off, S | m3 | 690 | m3 | 1
Wood Subfloor | ft2 | Plywood, at plywood plant, US SE/kg/US | kg | 0.2 | m3 | 640 | from ecoinvent record for osb: "Typical densities are 600-680 kg/m3" => assume 640
Wood Subfloor | ft2 | Plywood, at plywood plant, US PNW/kg/US | kg | 0.26 | m3 | 640 | from ecoinvent record for osb: "Typical densities are 600-680 kg/m3" => assume 640
Finished Floor Underlayment | ft2 | Fibreboard, soft {RoW}¦ market for fibreboard, soft ¦ Cut-off, S | m3 | 178 | m3 | 315 | AKA softboard. Density 230-400kg/m3. (assume 315) (https://www.dataholz.eu/en/building-materials/fibre-composites/softboard.htm)
Finished Floor Underlayment | ft2 | Fibreboard, soft, latex bonded {RER}¦ market for fibreboard, soft, latex bonded ¦ Cut-off, S | m3 | 96.6 | m3 | 315 | AKA softboard. Density 230-400kg/m3. (assume 315) (https://www.dataholz.eu/en/building-materials/fibre-composites/softboard.htm)
Finished Floor Underlayment | ft2 | Fibreboard, soft, without adhesives {RER}¦ market for fibreboard, soft, without adhesives ¦ Cut-off, S | m3 | 58.1 | m3 | 315 | AKA softboard. Density 230-400kg/m3. (assume 315) (https://www.dataholz.eu/en/building-materials/fibre-composites/softboard.htm)
Finished Floor Underlayment | ft2 | Polyurethane, flexible foam {RoW}¦ market for polyurethane, flexible foam ¦ Cut-off, S | kg | 5.38 | m3 | 376 | (https://images.thdstatic.com/catalog/pdfImages/51/51b9d619-e605-4b79-8fdf-e760c03aa3f4.pdf)
Finished Floor Underlayment | ft2 | Polyurethane, flexible foam Polyurethane flexible foam (PU) - TDI-based, with flame retardant | kg | 3.59 | m3 | 376 | (https://images.thdstatic.com/catalog/pdfImages/51/51b9d619-e605-4b79-8fdf-e760c03aa3f4.pdf)
Finished Floor Underlayment | ft2 | Polyurethane flexible foam (PU) - TDI-based, no flame retardant, high density/EU-27 | kg | 3.24 | m3 | 376 | (https://images.thdstatic.com/catalog/pdfImages/51/51b9d619-e605-4b79-8fdf-e760c03aa3f4.pdf)
Finished Floor Underlayment | ft2 | Oriented strand board {RoW}¦ market for oriented strand board ¦ Cut-off, S | m3 | 332 | m3 | 1
Finished Floor Underlayment | ft2 | Oriented strand board product, US SE/kg/US | kg | 0.593 | m3 | 640 | from ecoinvent record: "Typical densities are 600-680 kg/m3" => assume 640
Finished Floor Underlayment | ft2 | Plywood {RoW}¦ market for plywood ¦ Cut-off, S | m3 | 690 | m3 | 1
Finished Floor Underlayment | ft2 | Plywood, at plywood plant, US SE/kg/US | kg | 0.2 | m3 | 640
Finished Floor Underlayment | ft2 | Plywood, at plywood plant, US PNW/kg/US | kg | 0.26 | m3 | 640
Finished Floor | ft2
Bottom Cabinets | ea | Furniture, wooden {GLO}¦ market for furniture, wooden ¦ Cut-off, S | kg | 2.12
Top Cabinets | ea | Furniture, wooden {GLO}¦ market for furniture, wooden ¦ Cut-off, S | kg | 2.12
Bathroom Bottom Cabinets | ea | Furniture, wooden {GLO}¦ market for furniture, wooden ¦ Cut-off, S | kg | 2.12
Bathroom Top Cabinets | ea | Furniture, wooden {GLO}¦ market for furniture, wooden ¦ Cut-off, S | kg | 2.12
Counter Tops | ea
Water Heater | ea
Wall Paint - Interior | ft2
Wall Paint - Exterior | ft2
Exterior Doors | ea | Door, outer, wood-aluminium {GLO}¦ market for door, outer, wood-aluminium ¦ Cut-off, S | m2 | 110
Exterior Doors | ea | Door, outer, wood-glass {GLO}¦ market for door, outer, wood-glass ¦ Cut-off, S | m2 | 111
Interior Doors | ea | Door, inner, glass-wood {GLO}¦ market for door, inner, glass-wood ¦ Cut-off, S | m2 | 67.8
Interior Doors | ea | Door, inner, wood {GLO}¦ market for door, inner, wood ¦ Cut-off, S | m2 | 55.8
Sheetrock/drywall | ft2
Wall Insulation | ft2
Baseboard | ft
Refrigerator | ea | Refrigerator {GLO}¦ market for refrigerator ¦ Cut-off, S | ea | 291
Dishwasher | ea | Dishwasher {GLO}¦ market for dishwasher ¦ Cut-off, S | ea | 146
Microwave | ea | Microwave oven {GLO}¦ market for microwave oven ¦ Cut-off, S | ea | 58.9
Clothes Washer | ea | Washing machine {GLO}¦ market for washing machine ¦ Cut-off, S | ea | 382
Clothes Dryer | ea | Dryer {GLO}¦ market for dryer ¦ Cut-off, S | ea | 210
Oven/stove | ea | Cookstove {GLO}¦ market for cookstove ¦ Cut-off, S | ea | 180
Range hood | ea | Exhaust air roof hood, steel, DN 400 {GLO}¦ market for exhaust air roof hood, steel, DN 400 ¦ Cut-off, S | ea | 63.8
Bottom Outlets | ea
Top Outlets | ea
Light Switches | ea
Bottom Outlet Wiring | ft
Top Outlet Wiring | ft
Light Switch Wiring | ft
Electrical Panel | ea
Windows | ea | (Window frame, aluminium, U=1.6 W/m2K {GLO}¦ market for window frame, aluminium, U=1.6 W/m2K ¦ Cut-off, S) + (Glazing, double, U<1.1 W/m2K {GLO}¦ market for glazing, double, U<1.1 W/m2K ¦ Cut-off, S) | m2 | 724.7 |  |  | Assume a window is 1m2
Windows | ea | (Window frame, poly vinyl chloride, U=1.6 W/m2K {GLO}¦ market for window frame, poly vinyl chloride, U=1.6 W/m2K ¦ Cut-off, S) + (Glazing, double, U<1.1 W/m2K {GLO}¦ market for glazing, double, U<1.1 W/m2K ¦ Cut-off, S) | m2 | 334.7
Windows | ea | (Window frame, wood-metal, U=1.6 W/m2K {GLO}¦ market for window frame, wood-metal, U=1.6 W/m2K ¦ Cut-off, S) + (Glazing, double, U<1.1 W/m2K {GLO}¦ market for glazing, double, U<1.1 W/m2K ¦ Cut-off, S) | m2 | 369.7
Windows | ea | (Window frame, wood, U=1.5 W/m2K {GLO}¦ market for window frame, wood, U=1.5 W/m2K ¦ Cut-off, S) + (Glazing, double, U<1.1 W/m2K {GLO}¦ market for glazing, double, U<1.1 W/m2K ¦ Cut-off, S) | m2 | 210.7
Windows | ea | (Window frame, aluminium, U=1.6 W/m2K {GLO}¦ market for window frame, aluminium, U=1.6 W/m2K ¦ Cut-off, S) + (Flat glass, coated {RoW}¦ market for flat glass, coated ¦ Cut-off, S) | m2 | 688.24
Windows | ea | (Window frame, poly vinyl chloride, U=1.6 W/m2K {GLO}¦ market for window frame, poly vinyl chloride, U=1.6 W/m2K ¦ Cut-off, S) + (Flat glass, coated {RoW}¦ market for flat glass, coated ¦ Cut-off, S) | m2 | 298.24
Windows | ea | (Window frame, wood-metal, U=1.6 W/m2K {GLO}¦ market for window frame, wood-metal, U=1.6 W/m2K ¦ Cut-off, S) + (Flat glass, coated {RoW}¦ market for flat glass, coated ¦ Cut-off, S) | m2 | 333.24
Windows | ea | (Window frame, wood, U=1.5 W/m2K {GLO}¦ market for window frame, wood, U=1.5 W/m2K ¦ Cut-off, S) + (Flat glass, coated {RoW}¦ market for flat glass, coated ¦ Cut-off, S) | m2 | 174.24
Ceiling | ft2
Ceiling Insulation | ft2
Roof Cover Underlayment | ft2
Roof Cover | ft2
Roof Sheathing | ft2
Facade | ft2
Exterior Wall Sheathing | ft2
Bookcase | ea | Furniture, wooden {GLO}¦ market for furniture, wooden ¦ Cut-off, S | kg | 2.12
Books | ea | Printed paper, offset {GLO}¦ market for printed paper, offset ¦ Cut-off, S | kg | 3 |  |  | Assume a typical paperback book weighs 0.5 kg
Entertainment Center | ea
Couch/Sofa | ea
Coffee Table/End Table | ea
Lamps | ea | Furniture, wooden {GLO}¦ market for furniture, wooden ¦ Cut-off, S | kg | 2.12
Blinds | ea
Curtains/Drapes | ea
A/V equipment | ea
Television | ea | Television {GLO}¦ market for television ¦ Cut-off, S | ea | 377
Dinner Table | ea | Furniture, wooden {GLO}¦ market for furniture, wooden ¦ Cut-off, S | kg | 2.12
Dinner Chair | ea | Furniture, wooden {GLO}¦ market for furniture, wooden ¦ Cut-off, S | kg | 2.12
China Cabinet/Buffet | ea | Furniture, wooden {GLO}¦ market for furniture, wooden ¦ Cut-off, S | kg | 2.12
Small Kitchen Appliances | ea | Electric kettle {GLO}¦ market for electric kettle ¦ Cut-off, S | ea | 6.38
Small Kitchen Appliances | ea | Hair dryer {GLO}¦ market for hair dryer ¦ Cut-off, S | ea | 6.6
Small Kitchen Appliances | ea | Vacuum cleaner {GLO}¦ market for vacuum cleaner ¦ Cut-off, S | ea | 32.1
Small Kitchen Appliances | ea | Coffee maker {GLO}¦ market for coffee maker ¦ Cut-off, S | ea | 41.7
Bed Frame | ea | Furniture, wooden {GLO}¦ market for furniture, wooden ¦ Cut-off, S | kg | 2.12
Box Spring and Mattress | ea | Mattress {GLO}¦ market for mattress ¦ Cut-off, S | ea | 153
Box Spring and Mattress | ea | Mattress {GLO}¦ market for mattress ¦ Cut-off, S (Doubled the value here because bed may or may not include box spring) | ea | 306
Bedding | ea
Chest of Drawers/Dresser | ea | Furniture, wooden {GLO}¦ market for furniture, wooden ¦ Cut-off, S | kg | 2.12
Night stand | ea | Furniture, wooden {GLO}¦ market for furniture, wooden ¦ Cut-off, S | kg | 2.12
Bedroom Television | ea | Television {GLO}¦ market for television ¦ Cut-off, S | ea | 377
Desk | ea | Furniture, wooden {GLO}¦ market for furniture, wooden ¦ Cut-off, S | kg | 2.12
Computer | ea | (Computer, desktop, without screen {GLO}¦ market for computer, desktop, without screen ¦ Cut-off, S) + (Display, liquid crystal, 17 inches {GLO}¦ market for display, liquid crystal, 17 inches ¦ Cut-off, S) + (Keyboard {GLO}¦ market for keyboard ¦ Cut-off, S) + (Pointing device, optical mouse, with cable {GLO}¦ market for pointing device, optical mouse, with cable ¦ Cut-off, S) + (Printer, laser, colour {GLO}¦ market for printer, laser, colour ¦ Cut-off, S) | ea | 672.79
Clothing | ea
Towels/Linens | ea

## BEES LCA Data
component | type | bees_category | bees_item | source_functional_unit | kg_co2e | BEES Version | Raw Mat. | Manuf. | Transp. | Install | EOL | Total
Underfloor Insulation | structure | Ceiling Insulation | Generic Blown Cellulose R-30 | ft2 | 0.126298059 | 2.1
Underfloor Insulation | structure | Ceiling Insulation | Generic Blown Cellulose R-38 | ft2 | 0.160025381 | 2.1
Underfloor Insulation | structure | Ceiling Insulation | Generic Blown Cellulose R-49 | ft2 | 0.20643035 | 2.1
Underfloor Insulation | structure | Ceiling Insulation | Generic Blown Cellulose R-60 | ft2 | 0.252763558 | 2.1
Underfloor Insulation | structure | Ceiling Insulation | Generic Fiberglass Batt R-30 | ft2 | 0.289591301 | 2.1
Underfloor Insulation | structure | Ceiling Insulation | Generic Fiberglass Batt R-38 | ft2 | 0.389765437 | 2.1
Underfloor Insulation | structure | Ceiling Insulation | Generic Fiberglass Batt R-49 | ft2 | 0.477068035 | 2.1
Underfloor Insulation | structure | Ceiling Insulation | Generic Fiberglass Batt R-60 | ft2 | 0.575003642 | 2.1
Underfloor Insulation | structure | Ceiling Insulation | Generic Blown Fiberglass R-30 | ft2 | 0.487133411 | 2.1
Underfloor Insulation | structure | Ceiling Insulation | Generic Blown Fiberglass R-38 | ft2 | 0.616986467 | 2.1
Underfloor Insulation | structure | Ceiling Insulation | Generic Blown Fiberglass R-49 | ft2 | 0.795626645 | 2.1
Underfloor Insulation | structure | Ceiling Insulation | Generic Blown Fiberglass R-60 | ft2 | 0.974174597 | 2.1
Underfloor Insulation | structure | Ceiling Insulation | Average Blown Mineral Wool R-30 | ft2 | 0.454519245 | 2.1
Underfloor Insulation | structure | Ceiling Insulation | Average Blown Mineral Wool R-38 | ft2 | 0.59437132 | 2.1
Underfloor Insulation | structure | Ceiling Insulation | Average Blown Mineral Wool R-49 | ft2 | 0.769186414 | 2.1
Underfloor Insulation | structure | Ceiling Insulation | Average Blown Mineral Wool R-60 | ft2 | 0.909038489 | 2.1
Heating/Cooling Unit or HVAC | structure
Wood Subfloor | structure | Roof Sheathing | 3/8" OSB sheathing - roof | ft2 | 3.43E-01 | 2.1
Wood Subfloor | structure | Roof Sheathing | 3/8" Plywood sheathing - roof | ft2 | 3.15E-01 | 2.1
Finished Floor Underlayment | structure | Roof Sheathing | 3/8" OSB sheathing - roof | ft2 | 3.43E-01 | 2.1
Finished Floor Underlayment | structure | Roof Sheathing | 3/8" Plywood sheathing - roof | ft2 | 3.15E-01 | 2.1
Finished Floor | structure | Floor Coverings | Average Hardwood | ft2 | -0.25453343 | 2.1
Finished Floor | structure | Floor Coverings | Average Hardwood Low-VOC Adhesive | ft2 | -0.67708943 | 2.1
Finished Floor | structure | Floor Coverings | Average Engineered Hardwood | ft2 | -0.21368595 | 2.1
Finished Floor | structure | Floor Coverings | Average Engineered Hardwood Low-VOC Adhesive | ft2 | -0.21368595 | 2.1
Finished Floor | structure | Floor Coverings | Generic Terrazzo | ft2 | 3.187057132 | 2.1
Finished Floor | structure | Floor Coverings | Average Ceramic Tile | ft2 | 1.619582845 | 2.1
Finished Floor | structure | Floor Coverings | Generic Marble Tile | ft2 | 2.70961955 | 2.1
Finished Floor | structure | Floor Coverings | Generic Cork Plank | ft2 | 0.874577429 | 2.1
Finished Floor | structure | Floor Coverings | Forbo Marmoleum - 2.5 mm | ft2 | 0.843276986 | 2.1
Finished Floor | structure | Floor Coverings | Forbo Marmoleum - 2.0 mm | ft2 | 0.742869023 | 2.1
Finished Floor | structure | Floor Coverings | Forbo Eternal | ft2 | 0.875132459 | 2.1
Finished Floor | structure | Floor Coverings | Generic Resid. Broadloom Carpet - Nylon | ft2 | 1.743210364 | 2.1
Finished Floor | structure | Floor Coverings | Generic Resid. Broadloom Carpet - Nylon Low-VOC Adhesive | ft2 | 1.743210364 | 2.1
Finished Floor | structure | Floor Coverings | Generic Resid. Broadloom Carpet - Wool | ft2 | 3.650138088 | 2.1
Finished Floor | structure | Floor Coverings | Generic Resid. Broadloom Carpet - Wool Low-VOC Adhesive | ft2 | 3.650138088 | 2.1
Finished Floor | structure | Floor Coverings | Generic Resid. Broadloom Carpet - Polyester | ft2 | 1.134791378 | 2.1
Finished Floor | structure | Floor Coverings | Generic Resid. Broadloom Carpet - Polyester Low-VOC Adhesive | ft2 | 1.134791378 | 2.1
Bottom Cabinets | structure
Top Cabinets | structure
Bathroom Cabinets | structure
Counter Tops | structure
Water Heater | structure
Wall Paint - Interior | structure | Wall Finishes to Interior Walls | Generic Virgin Latex Paint | ft2 | 0.205067768 | 2.1
Wall Paint - Interior | structure | Wall Finishes to Interior Walls | Generic Reprocessed Latex Paint | ft2 | 0.095010164 | 2.1
Wall Paint - Interior | structure | Wall Finishes to Interior Walls | Generic Consolidated Latex Paint | ft2 | 0.156390784 | 2.1
Wall Paint - Exterior | structure | Wall Finishes to Interior Walls | Generic Virgin Latex Paint | ft2 | 0.205067768 | 2.1
Wall Paint - Exterior | structure | Wall Finishes to Interior Walls | Generic Reprocessed Latex Paint | ft2 | 0.095010164 | 2.1
Wall Paint - Exterior | structure | Wall Finishes to Interior Walls | Generic Consolidated Latex Paint | ft2 | 0.156390784 | 2.1
Exterior Doors | structure
Interior Doors | structure
Sheetrock/drywall | structure | Partitions | Gypsum Wallboard Regular (1/2") | ft2 | 3.22E-01 | 2.1
Sheetrock/drywall | structure | Partitions | Gypsum Wallboard Type X (5/8") | ft2 | 4.36E-01 | 2.1
Wall Insulation | structure | Wall Insulation | Generic Blown Cellulose R-13 | ft2 | 0.1186342 | 2.1
Wall Insulation | structure | Wall Insulation | Generic Blown Cellulose R-19 | ft2 | 0.173378481 | 2.1
Wall Insulation | structure | Wall Insulation | Generic Fiberglass Batt R-13 | ft2 | 0.172068573 | 2.1
Wall Insulation | structure | Wall Insulation | Generic Fiberglass Batt R-19 | ft2 | 0.191655695 | 2.1
Wall Insulation | structure | Wall Insulation | Average Mineral Wool Board R-13 | ft2 | 0.5594039 | 2.1
Wall Insulation | structure | Wall Insulation | Average Mineral Wool Board R-19 | ft2 | 0.598987175 | 2.1
Wall Insulation | structure | Wall Insulation | Average Blown Mineral Wool R-13 | ft2 | 0.209778113 | 2.1
Wall Insulation | structure | Wall Insulation | Average Blown Mineral Wool R-19 | ft2 | 0.27970415 | 2.1
Baseboard | structure
Refrigerator | structure
Dishwasher | structure
Microwave | structure
Clothes Washer | structure
Clothes Dryer | structure
Oven/stove | structure
Range hood | structure
Bottom Outlets | structure
Top Outlets | structure
Light Switches | structure
Bottom Outlet Wiring | structure
Top Outlet Wiring | structure
Light Switch Wiring | structure
Electrical Panel | structure
Windows | structure
Ceiling | structure | Partitions | Gypsum Wallboard Regular (1/2") | ft2 | 3.22E-01 | 2.1
Ceiling | structure | Partitions | Gypsum Wallboard Type X (5/8") | ft2 | 4.36E-01 | 2.1
Ceiling Paint | structure | Ceiling Finishes | Generic Virgin Latex Paint | ft2 | 0.205067768 | 2.1
Ceiling Paint | structure | Ceiling Finishes | Generic Reprocessed Latex Paint | ft2 | 0.095010164 | 2.1
Ceiling Paint | structure | Ceiling Finishes | Generic Consolidated Latex Paint | ft2 | 0.156390784 | 2.1
Ceiling Insulation | structure | Ceiling Insulation | Generic Blown Cellulose R-30 | ft2 | 0.126298059 | 2.1
Ceiling Insulation | structure | Ceiling Insulation | Generic Blown Cellulose R-38 | ft2 | 0.160025381 | 2.1
Ceiling Insulation | structure | Ceiling Insulation | Generic Blown Cellulose R-49 | ft2 | 0.20643035 | 2.1
Ceiling Insulation | structure | Ceiling Insulation | Generic Blown Cellulose R-60 | ft2 | 0.252763558 | 2.1
Ceiling Insulation | structure | Ceiling Insulation | Generic Fiberglass Batt R-30 | ft2 | 0.289591301 | 2.1
Ceiling Insulation | structure | Ceiling Insulation | Generic Fiberglass Batt R-38 | ft2 | 0.389765437 | 2.1
Ceiling Insulation | structure | Ceiling Insulation | Generic Fiberglass Batt R-49 | ft2 | 0.477068035 | 2.1
Ceiling Insulation | structure | Ceiling Insulation | Generic Fiberglass Batt R-60 | ft2 | 0.575003642 | 2.1
Ceiling Insulation | structure | Ceiling Insulation | Generic Blown Fiberglass R-30 | ft2 | 0.487133411 | 2.1
Ceiling Insulation | structure | Ceiling Insulation | Generic Blown Fiberglass R-38 | ft2 | 0.616986467 | 2.1
Ceiling Insulation | structure | Ceiling Insulation | Generic Blown Fiberglass R-49 | ft2 | 0.795626645 | 2.1
Ceiling Insulation | structure | Ceiling Insulation | Generic Blown Fiberglass R-60 | ft2 | 0.974174597 | 2.1
Ceiling Insulation | structure | Ceiling Insulation | Average Blown Mineral Wool R-30 | ft2 | 0.454519245 | 2.1
Ceiling Insulation | structure | Ceiling Insulation | Average Blown Mineral Wool R-38 | ft2 | 0.59437132 | 2.1
Ceiling Insulation | structure | Ceiling Insulation | Average Blown Mineral Wool R-49 | ft2 | 0.769186414 | 2.1
Ceiling Insulation | structure | Ceiling Insulation | Average Blown Mineral Wool R-60 | ft2 | 0.909038489 | 2.1
Roof Cover Underlayment | structure | Roof Coverings | 1 layer felt underlay | ft2 | 0
Roof Cover Underlayment | structure | Roof Coverings | 2 layer felt underlay | ft2 | 0
Roof Cover Underlayment | structure | Roof Coverings | fiberglass-felt underlay | ft2 | 0
Roof Cover Underlayment | structure | Roof Coverings | synthetic underlay | ft2 | 0
Roof Cover | structure | Roof Coverings | Asphalt Shingles | ft2 | 0
Roof Cover | structure | Roof Coverings | Clay Tiles | ft2 | 0
Roof Cover and underlayment combined | structure | Roof Coverings | Asphalt Shingles & 1 layer felt underlay | ft2 | 0.594974033 | 2.1
Roof Cover and underlayment combined | structure | Roof Coverings | Asphalt Shingles & 2 layers felt underlay | ft2 | 0.625108249 | 2.1
Roof Cover and underlayment combined | structure | Roof Coverings | Asphalt Shingles & fiberglass-felt underlay | ft2 | 0.622448396 | 2.1
Roof Cover and underlayment combined | structure | Roof Coverings | Asphalt Shingles & synthetic underlay | ft2 | 0.589045304 | 2.1
Roof Cover and underlayment combined | structure | Roof Coverings | Clay Tiles & 1 layer felt underlay | ft2 | 1.778839847 | 2.1
Roof Cover and underlayment combined | structure | Roof Coverings | Clay Tiles & 2 layers felt underlay | ft2 | 1.818869813 | 2.1
Roof Cover and underlayment combined | structure | Roof Coverings | Clay Tiles & fiberglass-felt underlay | ft2 | 1.787249159 | 2.1
Roof Cover and underlayment combined | structure | Roof Coverings | Clay Tiles & synthetic underlay | ft2 | 1.542327064 | 2.1
Roof Sheathing | structure | Roof Sheathing | 3/8" OSB sheathing - roof | ft2 | 3.43E-01 | 2.1
Roof Sheathing | structure | Roof Sheathing | 3/8" Plywood sheathing - roof | ft2 | 3.15E-01 | 2.1
Facade | structure | Exterior Wall Finishes | Generic Brick & Mortar | ft2 | 3.368067977 | 2.1
Facade | structure | Exterior Wall Finishes | Anonymous Brick & Mortar Product 1 | ft2 | 3.483650077 | 2.1
Facade | structure | Exterior Wall Finishes | Anonymous Brick & Mortar Product 2 | ft2 | 3.622013697 | 2.1
Facade | structure | Exterior Wall Finishes | Generic Aluminum Siding | ft2 | 0.585697938 | 2.1
Facade | structure | Exterior Wall Finishes | CertainTeed Vinyl Siding | ft2 | 0.528034163 | 2.1
Facade | structure | Exterior Wall Finishes | CertainTeed Cedar Impressions Siding | ft2 | 0.829223669 | 2.1
Facade | structure | Exterior Wall Finishes | CertainTeed WeatherBoards Siding | ft2 | 1.76036933 | 2.1
Facade | structure | Exterior Wall Finishes | CertainTeed RecycledContentWeatherBoards | ft2 | 1.429562916 | 2.1
Facade | structure | Exterior Wall Finishes | Generic Stucco Traditional (Residential) | ft2 | 1.729229549 | 2.1
Facade | structure | Exterior Wall Finishes | Generic Cedar Siding | ft2 | 1.055966894 | 2.1
Facade | structure | Exterior Wall Finishes | Average Vinyl Siding | ft2 | 0.495670735 | 2.1
Facade | structure | Exterior Wall Finishes | Average Polypropylene Siding | ft2 | 1.250203837 | 2.1
Facade | structure | Exterior Wall Finishes | Dryvit EIFS Cladding Outsulation MD (CA) | ft2 | 0.919439233 | 2.1
Facade | structure | Exterior Wall Finishes | Generic Stucco (1-Coat) Insulated Siding | ft2 | 1.708920107 | 2.1
Facade | structure | Exterior Wall Finishes | Average Insulated Vinyl Siding | ft2 | 0.633425475 | 2.1
Facade | structure | Exterior Wall Finishes | CertainTeed Recycled Content CedarBoards | ft2 | 0.424825153 | 2.1
Facade | structure | Exterior Wall Finishes | Dryvit EIFS Cladding Outsulation Plus (CA) | ft2 | 1.185756249 | 2.1
Exterior Wall Sheathing | structure | Wall Sheathing | 3/8" OSB sheathing - roof | ft2 | 3.43E-01 | 2.1
Exterior Wall Sheathing | structure | Wall Sheathing | 3/8" Plywood sheathing - roof | ft2 | 3.15E-01 | 2.1
Bookcase | contents
Books | contents
Entertainment Center | contents
Couch/Sofa | contents
Coffee Table/End Table | contents
Lamps | contents
Blinds | contents
Curtains/Drapes | contents
A/V equipment | contents
Television | contents
Dinner Table | contents
Dinner Chair | contents
China Cabinet/Buffet | contents
Small Kitchen Appliances | contents
Bed Frame | contents
Box Spring and Mattress | contents
Bedding | contents
Chest of Drawers/Dresser | contents
Night stand | contents
Bedroom Television | contents
Desk | contents
Computer | contents
Clothing | contents
Towels/Linens | contents

## All LCA Data
component | type | functional_unit | product | source_process | kg_co2e_source | kg_co2e_fu | source | source_functional_unit | conversion_details | source_note
Underfloor Insulation | structure | ft2 | Generic Blown Cellulose R-30 | Generic Blown Cellulose R-30 | 0.126298059 | 0.126298059 | BEES 2.1 | ft2
Underfloor Insulation | structure | ft2 | Generic Blown Cellulose R-38 | Generic Blown Cellulose R-38 | 0.160025381 | 0.160025381 | BEES 2.1 | ft2
Underfloor Insulation | structure | ft2 | Generic Blown Cellulose R-49 | Generic Blown Cellulose R-49 | 0.20643035 | 0.20643035 | BEES 2.1 | ft2
Underfloor Insulation | structure | ft2 | Generic Blown Cellulose R-60 | Generic Blown Cellulose R-60 | 0.252763558 | 0.252763558 | BEES 2.1 | ft2
Underfloor Insulation | structure | ft2 | Generic Fiberglass Batt R-30 | Generic Fiberglass Batt R-30 | 0.289591301 | 0.289591301 | BEES 2.1 | ft2
Underfloor Insulation | structure | ft2 | Generic Fiberglass Batt R-38 | Generic Fiberglass Batt R-38 | 0.389765437 | 0.389765437 | BEES 2.1 | ft2
Underfloor Insulation | structure | ft2 | Generic Fiberglass Batt R-49 | Generic Fiberglass Batt R-49 | 0.477068035 | 0.477068035 | BEES 2.1 | ft2
Underfloor Insulation | structure | ft2 | Generic Fiberglass Batt R-60 | Generic Fiberglass Batt R-60 | 0.575003642 | 0.575003642 | BEES 2.1 | ft2
Underfloor Insulation | structure | ft2 | Generic Blown Fiberglass R-30 | Generic Blown Fiberglass R-30 | 0.487133411 | 0.487133411 | BEES 2.1 | ft2
Underfloor Insulation | structure | ft2 | Generic Blown Fiberglass R-38 | Generic Blown Fiberglass R-38 | 0.616986467 | 0.616986467 | BEES 2.1 | ft2
Underfloor Insulation | structure | ft2 | Generic Blown Fiberglass R-49 | Generic Blown Fiberglass R-49 | 0.795626645 | 0.795626645 | BEES 2.1 | ft2
Underfloor Insulation | structure | ft2 | Generic Blown Fiberglass R-60 | Generic Blown Fiberglass R-60 | 0.974174597 | 0.974174597 | BEES 2.1 | ft2
Underfloor Insulation | structure | ft2 | Average Blown Mineral Wool R-30 | Average Blown Mineral Wool R-30 | 0.454519245 | 0.454519245 | BEES 2.1 | ft2
Underfloor Insulation | structure | ft2 | Average Blown Mineral Wool R-38 | Average Blown Mineral Wool R-38 | 0.59437132 | 0.59437132 | BEES 2.1 | ft2
Underfloor Insulation | structure | ft2 | Average Blown Mineral Wool R-49 | Average Blown Mineral Wool R-49 | 0.769186414 | 0.769186414 | BEES 2.1 | ft2
Underfloor Insulation | structure | ft2 | Average Blown Mineral Wool R-60 | Average Blown Mineral Wool R-60 | 0.909038489 | 0.909038489 | BEES 2.1 | ft2
Underfloor Insulation | structure | ft2 | Polystyrene Foam Board R-5 | Polystyrene foam slab {GLO}¦ market for polystyrene foam slab ¦ Cut-off, S | 4.03 | 0.251875 | EcoInvent | kg | 32 sqft. Board weighs 2kg (https://www.homedepot.com/p/Owens-Corning-FOAMULAR-NGX-F-150-1-in-x-4-ft-x-8-ft-SSE-R-5-XPS-Rigid-Foam-Board-Insulation-20WENGX/315197840)
Underfloor Insulation | structure | ft2 | Polystyrene Foam Board R-10 | Polystyrene foam slab {GLO}¦ market for polystyrene foam slab ¦ Cut-off, S | 4.03 | 0.44078125 | EcoInvent | kg | 32 sqft. Board weighs 3.5kg (https://www.homedepot.com/p/Owens-Corning-FOAMULAR-NGX-F-250-2-in-x-4-ft-x-8-ft-SSE-R-10-XPS-Rigid-Foam-Board-Insulation-52DDNGX/315197962)
Underfloor Insulation | structure | ft2 | Polyurethane Foam Board R-13.1 | Polyurethane, rigid foam {RoW}¦ market for polyurethane, rigid foam ¦ Cut-off, S | 5.96 | 0.894 | EcoInvent | kg | 32 sqft Board weighs 4.8kg (https://www.homedepot.com/p/RMAX-Pro-Select-R-Matte-Plus-3-2-in-x-4-ft-x-8-ft-R-13-1-Foam-Insulation-Board-637898/313501510)
Underfloor Ductwork | structure | ft | Spiral-seam duct, steel, DN 125 | spiral-seam duct, steel, DN 125 | 9.35 | 2.849740928 | EcoInvent | m | 0.304 ft per m
Underfloor Ductwork | structure | ft | Spiral-seam duct, steel, DN 400 | spiral-seam duct, steel, DN 400 | 28.6 | 8.716854604 | EcoInvent | m | 0.304 ft per m
Underfloor Ductwork | structure | ft | Flexible duct, aluminium/PET, DN of 125 | flexible duct, aluminium/PET, DN of 125 | 1.35 | 0.41145992 | EcoInvent | m | 0.304 ft per m
Underfloor Ductwork | structure | ft | Polyethylene pipe, corrugated, DN 75 | polyethylene pipe, corrugated, DN 75 | 1.11 | 0.33831149 | EcoInvent | m | 0.304 ft per m
Underfloor Ductwork | structure | ft | Polyethylene pipe, DN 200, SDR 41 | polyethylene pipe, DN 200, SDR 41 | 10.1 | 3.078329773 | EcoInvent | m | 0.304 ft per m
Underfloor Ductwork | structure | ft | Ventilation duct, steel, 100x50 mm | ventilation duct, steel, 100x50 mm | 7.11 | 2.167022246 | EcoInvent | m | 0.304 ft per m
Heating/Cooling Unit or HVAC | structure | ea | Gas Furnace + Air Conditioner | Gas Furnace + Air Conditioner | 1559 | 1559 | Other | ea |  | Li, M. (2012). Life Cycle Assessment of Residential Heating and Cooling Systems in Minnesota A comprehensive analysis on life cycle greenhouse gas (GHG) emissions and cost-effectiveness of ground source heat pump (GSHP) systems compared to the conventional gas furnace and air conditioner system [M.S., University of Minnesota]. Retrieved October 4, 2023, from https://www.proquest.com/docview/1318509034/abstract/E2FBFF94D3E54008PQ/1
Wood Subfloor | structure | ft2 | 3/8" OSB sheathing | 3/8" OSB sheathing - roof | 0.343 | 0.343 | BEES 2.1 | ft2
Wood Subfloor | structure | ft2 | 3/8" OSB sheathing | Oriented strand board {RoW}¦ market for oriented strand board ¦ Cut-off, S | 332 | 0.294 | EcoInvent | m3 | 35.3 ft3 per m3. 4'x8'x(3/8)"=1 ft3 --> One 32ft2 sheet = 0.0283m3
Wood Subfloor | structure | ft2 | 3/8" OSB sheathing | Oriented strand board product, US SE/kg/US | 0.593 | 10.1 | Check (not ecoinvent) | kg | 35.3 ft3 per m3. 4'x8'x(3/8)"=1 ft3 --> One 32ft2 sheet = 0.0283m3. Assume 600kg/m3 | Check if this includes transportation to consumer. If not, exclude or add transportation portion from BEES
Wood Subfloor | structure | ft2 | 3/8" OSB sheathing | Oriented strand board product, US SE/kg/US | 0.593 | 11.4 | Check (not ecoinvent) | kg | 35.3 ft3 per m3. 4'x8'x(3/8)"=1 ft3 --> One 32ft2 sheet = 0.0283m3. Assume 680kg/m3 | Check if this includes transportation to consumer. If not, exclude or add transportation portion from BEES
Wood Subfloor | structure | ft2 | 3/8" Plywood sheathing | 3/8" Plywood sheathing - roof | 0.315 | 0.315 | BEES 2.1 | ft2
Finished Floor Underlayment | structure | ft2 | 3/8" OSB sheathing - roof | 3/8" OSB sheathing - roof | 0.343 | 0.343 | BEES 2.1 | ft2
Finished Floor Underlayment | structure | ft2 | 3/8" OSB sheathing - roof | Oriented strand board {RoW}¦ market for oriented strand board ¦ Cut-off, S | 332 | 0.294 | EcoInvent | m3 | 35.3 ft3 per m3. 4'x8'x(3/8)"=1 ft3 --> One 32ft2 sheet = 0.0283m3
Finished Floor Underlayment | structure | ft2 | 3/8" Plywood sheathing | 3/8" Plywood sheathing - roof | 0.315 | 0.315 | BEES 2.1 | ft2
Finished Floor Underlayment | structure | ft2 | 3/8" Plywood sheathing | Plywood {RoW}¦ market for plywood ¦ Cut-off, S | 690 | 0.611 | EcoInvent | m3 | 35.3 ft3 per m3. 4'x8'x(3/8)"=1 ft3 --> One 32ft2 sheet = 0.0283m3
Finished Floor Underlayment | structure | ft2 | 1/8" Wood Fiber Underlayment | Fibreboard, soft {RoW}¦ market for fibreboard, soft ¦ Cut-off, S | 178 | 0.0525 | EcoInvent | m3 | 35.3 ft3 per m3. 1ft2 x (1/8)/12ft = 0.0104ft3 --> 1ft2 = 2.95e-4m3
Finished Floor Underlayment | structure | ft2 | 1/4" Wood Fiber Underlayment | Fibreboard, soft {RoW}¦ market for fibreboard, soft ¦ Cut-off, S | 178 | 0.105 | EcoInvent | m3 | 35.3 ft3 per m3. 1ft2 x (2/8)/12ft = 0.0208ft3 --> 1ft2 = 5.9e-4m3
Finished Floor | structure | ft2 | Average Hardwood | Average Hardwood | -0.25453343 | -0.25453 | BEES 2.1 | ft2
Finished Floor | structure | ft2 | Average Hardwood Low-VOC Adhesive | Average Hardwood Low-VOC Adhesive | -0.67708943 | -0.67709 | BEES 2.1 | ft2
Finished Floor | structure | ft2 | Average Engineered Hardwood | Average Engineered Hardwood | -0.21368595 | -0.21369 | BEES 2.1 | ft2
Finished Floor | structure | ft2 | Average Engineered Hardwood Low-VOC Adhesive | Average Engineered Hardwood Low-VOC Adhesive | -0.21368595 | -0.21369 | BEES 2.1 | ft2
Finished Floor | structure | ft2 | Generic Terrazzo | Generic Terrazzo | 3.187057132 | 3.1871 | BEES 2.1 | ft2
Finished Floor | structure | ft2 | Average Ceramic Tile | Average Ceramic Tile | 1.619582845 | 1.6196 | BEES 2.1 | ft2
Finished Floor | structure | ft2 | Generic Marble Tile | Generic Marble Tile | 2.70961955 | 2.7096 | BEES 2.1 | ft2
Finished Floor | structure | ft2 | Generic Cork Plank | Generic Cork Plank | 0.874577429 | 0.87458 | BEES 2.1 | ft2
Finished Floor | structure | ft2 | Forbo Marmoleum - 2.5 mm | Forbo Marmoleum - 2.5 mm | 0.843276986 | 0.84328 | BEES 2.1 | ft2
Finished Floor | structure | ft2 | Forbo Marmoleum - 2.0 mm | Forbo Marmoleum - 2.0 mm | 0.742869023 | 0.74287 | BEES 2.1 | ft2
Finished Floor | structure | ft2 | Forbo Eternal | Forbo Eternal | 0.875132459 | 0.875132459 | BEES 2.1 | ft2
Finished Floor | structure | ft2 | Generic Resid. Broadloom Carpet - Nylon | Generic Resid. Broadloom Carpet - Nylon | 1.743210364 | 1.743210364 | BEES 2.1 | ft2
Finished Floor | structure | ft2 | Generic Resid. Broadloom Carpet - Nylon Low-VOC Adhesive | Generic Resid. Broadloom Carpet - Nylon Low-VOC Adhesive | 1.743210364 | 1.743210364 | BEES 2.1 | ft2
Finished Floor | structure | ft2 | Generic Resid. Broadloom Carpet - Wool | Generic Resid. Broadloom Carpet - Wool | 3.650138088 | 3.650138088 | BEES 2.1 | ft2
Finished Floor | structure | ft2 | Generic Resid. Broadloom Carpet - Wool Low-VOC Adhesive | Generic Resid. Broadloom Carpet - Wool Low-VOC Adhesive | 3.650138088 | 3.650138088 | BEES 2.1 | ft2
Finished Floor | structure | ft2 | Generic Resid. Broadloom Carpet - Polyester | Generic Resid. Broadloom Carpet - Polyester | 1.134791378 | 1.134791378 | BEES 2.1 | ft2
Finished Floor | structure | ft2 | Generic Resid. Broadloom Carpet - Polyester Low-VOC Adhesive | Generic Resid. Broadloom Carpet - Polyester Low-VOC Adhesive | 1.134791378 | 1.134791378 | BEES 2.1 | ft2
Bottom Cabinets | structure | ea | 10ft cabinets, 15kg per foot | Furniture, wooden {GLO}¦ market for furniture, wooden ¦ Cut-off, S | 2.12 | 318 | EcoInvent | kg | Assume weight of 15-30kg per linear foot of cabinets (https://www.homeforemost.com/how-much-does-a-kitchen-cabinet-weigh/).
Bottom Cabinets | structure | ea | 10ft cabinets, 30kg per foot | Furniture, wooden {GLO}¦ market for furniture, wooden ¦ Cut-off, S | 2.12 | 636 | EcoInvent | kg | Assume weight of 15-30kg per linear foot of cabinets (https://www.homeforemost.com/how-much-does-a-kitchen-cabinet-weigh/).
Bottom Cabinets | structure | ea | 20ft cabinets, 15kg per foot | Furniture, wooden {GLO}¦ market for furniture, wooden ¦ Cut-off, S | 2.12 | 636 | EcoInvent | kg | Assume weight of 15-30kg per linear foot of cabinets (https://www.homeforemost.com/how-much-does-a-kitchen-cabinet-weigh/).
Bottom Cabinets | structure | ea | 20ft cabinets, 30kg per foot | Furniture, wooden {GLO}¦ market for furniture, wooden ¦ Cut-off, S | 2.12 | 1272 | EcoInvent | kg | Assume weight of 15-30kg per linear foot of cabinets (https://www.homeforemost.com/how-much-does-a-kitchen-cabinet-weigh/).
Top Cabinets | structure | ea | 10ft cabinets, 15kg per foot | Furniture, wooden {GLO}¦ market for furniture, wooden ¦ Cut-off, S | 2.12 | 318 | EcoInvent | kg | Assume weight of 15-30kg per linear foot of cabinets (https://www.homeforemost.com/how-much-does-a-kitchen-cabinet-weigh/).
Top Cabinets | structure | ea | 10ft cabinets, 30kg per foot | Furniture, wooden {GLO}¦ market for furniture, wooden ¦ Cut-off, S | 2.12 | 636 | EcoInvent | kg | Assume weight of 15-30kg per linear foot of cabinets (https://www.homeforemost.com/how-much-does-a-kitchen-cabinet-weigh/).
Top Cabinets | structure | ea | 20ft cabinets, 15kg per foot | Furniture, wooden {GLO}¦ market for furniture, wooden ¦ Cut-off, S | 2.12 | 636 | EcoInvent | kg | Assume weight of 15-30kg per linear foot of cabinets (https://www.homeforemost.com/how-much-does-a-kitchen-cabinet-weigh/).
Top Cabinets | structure | ea | 20ft cabinets, 30kg per foot | Furniture, wooden {GLO}¦ market for furniture, wooden ¦ Cut-off, S | 2.12 | 1272 | EcoInvent | kg | Assume weight of 15-30kg per linear foot of cabinets (https://www.homeforemost.com/how-much-does-a-kitchen-cabinet-weigh/).
Bathroom Bottom Cabinets | structure | ea | 3ft cabinets, 15kg per foot | Furniture, wooden {GLO}¦ market for furniture, wooden ¦ Cut-off, S | 2.12 | 95.4 | EcoInvent | kg | Assume weight of 15-30kg per linear foot of cabinets (https://www.homeforemost.com/how-much-does-a-kitchen-cabinet-weigh/).
Bathroom Bottom Cabinets | structure | ea | 3ft cabinets, 30kg per foot | Furniture, wooden {GLO}¦ market for furniture, wooden ¦ Cut-off, S | 2.12 | 190.8 | EcoInvent | kg | Assume weight of 15-30kg per linear foot of cabinets (https://www.homeforemost.com/how-much-does-a-kitchen-cabinet-weigh/).
Bathroom Top Cabinets | structure | ea | 3ft cabinets, 15kg per foot | Furniture, wooden {GLO}¦ market for furniture, wooden ¦ Cut-off, S | 2.12 | 95.4 | EcoInvent | kg | Assume weight of 15-30kg per linear foot of cabinets (https://www.homeforemost.com/how-much-does-a-kitchen-cabinet-weigh/).
Bathroom Top Cabinets | structure | ea | 3ft cabinets, 30kg per foot | Furniture, wooden {GLO}¦ market for furniture, wooden ¦ Cut-off, S | 2.12 | 190.8 | EcoInvent | kg | Assume weight of 15-30kg per linear foot of cabinets (https://www.homeforemost.com/how-much-does-a-kitchen-cabinet-weigh/).
Counter Tops | structure | ea | Natural Stone Countertop, 10ft | Natural Stone Countertop | 51.59 | 144 | Other | m2 | Assume 3ft wide counter. 1m2 = 10.764ft2 | Adhikari, T., Mellentine, J., & Lewis, K. (2022). Life Cycle Assessment (LCA) of Natural Stone Countertops by Natural Stone Institute (NSI). Sustainable Minds. https://transparencycatalog.com/assets/uploads/pdf/Final_LCA-report_Stone-Countertop_Oct252022.pdf
Counter Tops | structure | ea | Natural Stone Countertop, 20ft | Natural Stone Countertop | 51.59 | 288 | Other | m2 | Assume 3ft wide counter. 1m2 = 10.764ft2 | Adhikari, T., Mellentine, J., & Lewis, K. (2022). Life Cycle Assessment (LCA) of Natural Stone Countertops by Natural Stone Institute (NSI). Sustainable Minds. https://transparencycatalog.com/assets/uploads/pdf/Final_LCA-report_Stone-Countertop_Oct252022.pdf
Counter Tops | structure | ea | Ceramic/Polymer Countertop, 10ft | Ceramic/Polymer Countertop | 85.40 | 238 | Other | m2 | Assume 3ft wide counter. 1m2 = 10.764ft2 | Silva, L., Silva, M., Bras, I., Domingos, I., Wessel, D., & Ferreira, J. (2021). A Cradle-to-Grave Life Cycle Assessment Study on a New Countertop Material. Journal of Ecological Engineering, 22(11), 239–245. https://doi.org/10.12911/22998993/142947
Counter Tops | structure | ea | Ceramic/Polymer Countertop, 20ft | Ceramic/Polymer Countertop | 85.40 | 476 | Other | m2 | Assume 3ft wide counter. 1m2 = 10.764ft2 | Silva, L., Silva, M., Bras, I., Domingos, I., Wessel, D., & Ferreira, J. (2021). A Cradle-to-Grave Life Cycle Assessment Study on a New Countertop Material. Journal of Ecological Engineering, 22(11), 239–245. https://doi.org/10.12911/22998993/142947
Water Heater | structure | ea | Gas Water Heater | Gas Water Heater | 55.70 | 55.7 | Other | ea |  | Raluy, R. G., & Dias, A. C. (2020). Life cycle assessment of a domestic gas-fired water heater: Influence of fuel used and its origin. Journal of Environmental Management, 254, 109786. https://doi.org/10.1016/j.jenvman.2019.109786
Wall Paint - Interior | structure | ft2 | Generic Virgin Latex Paint | Generic Virgin Latex Paint | 0.205067768 | 0.205067768 | BEES 2.1 | ft2
Wall Paint - Interior | structure | ft2 | Generic Reprocessed Latex Paint | Generic Reprocessed Latex Paint | 0.095010164 | 0.095010164 | BEES 2.1 | ft2
Wall Paint - Interior | structure | ft2 | Generic Consolidated Latex Paint | Generic Consolidated Latex Paint | 0.156390784 | 0.156390784 | BEES 2.1 | ft2
Wall Paint - Exterior | structure | ft2 | Generic Virgin Latex Paint | Generic Virgin Latex Paint | 0.205067768 | 0.205067768 | BEES 2.1 | ft2
Wall Paint - Exterior | structure | ft2 | Generic Reprocessed Latex Paint | Generic Reprocessed Latex Paint | 0.095010164 | 0.095010164 | BEES 2.1 | ft2
Wall Paint - Exterior | structure | ft2 | Generic Consolidated Latex Paint | Generic Consolidated Latex Paint | 0.156390784 | 0.156390784 | BEES 2.1 | ft2
Exterior Doors | structure | ea | Exterior Door, Wood-Aluminum | Door, outer, wood-aluminium {GLO}¦ market for door, outer, wood-aluminium ¦ Cut-off, S | 110 | 220 | EcoInvent | m2 | Assume a door is 2m2
Exterior Doors | structure | ea | Exterior Door, Wood-Glass | Door, outer, wood-glass {GLO}¦ market for door, outer, wood-glass ¦ Cut-off, S | 111 | 222 | EcoInvent | m2 | Assume a door is 2m2
Interior Doors | structure | ea | Interior Door, Wood-Glass | Door, inner, glass-wood {GLO}¦ market for door, inner, glass-wood ¦ Cut-off, S | 67.8 | 135.6 | EcoInvent | m2 | Assume a door is 2m2
Interior Doors | structure | ea | Interior Door, Wood | Door, inner, wood {GLO}¦ market for door, inner, wood ¦ Cut-off, S | 55.8 | 111.6 | EcoInvent | m2 | Assume a door is 2m2
Sheetrock/drywall | structure | ft2 | Gypsum Wallboard Regular (1/2") | Gypsum Wallboard Regular (1/2") | 0.322 | 0.322 | BEES 2.1 | ft2
Sheetrock/drywall | structure | ft2 | Gypsum Wallboard Type X (5/8") | Gypsum Wallboard Type X (5/8") | 0.436 | 0.436 | BEES 2.1 | ft2
Wall Insulation | structure | ft2 | Generic Blown Cellulose R-13 | Generic Blown Cellulose R-13 | 0.1186342 | 0.1186342 | BEES 2.1 | ft2
Wall Insulation | structure | ft2 | Generic Blown Cellulose R-19 | Generic Blown Cellulose R-19 | 0.173378481 | 0.173378481 | BEES 2.1 | ft2
Wall Insulation | structure | ft2 | Generic Fiberglass Batt R-13 | Generic Fiberglass Batt R-13 | 0.172068573 | 0.172068573 | BEES 2.1 | ft2
Wall Insulation | structure | ft2 | Generic Fiberglass Batt R-19 | Generic Fiberglass Batt R-19 | 0.191655695 | 0.191655695 | BEES 2.1 | ft2
Wall Insulation | structure | ft2 | Average Mineral Wool Board R-13 | Average Mineral Wool Board R-13 | 0.5594039 | 0.5594039 | BEES 2.1 | ft2
Wall Insulation | structure | ft2 | Average Mineral Wool Board R-19 | Average Mineral Wool Board R-19 | 0.598987175 | 0.598987175 | BEES 2.1 | ft2
Wall Insulation | structure | ft2 | Average Blown Mineral Wool R-13 | Average Blown Mineral Wool R-13 | 0.209778113 | 0.209778113 | BEES 2.1 | ft2
Wall Insulation | structure | ft2 | Average Blown Mineral Wool R-19 | Average Blown Mineral Wool R-19 | 0.27970415 | 0.27970415 | BEES 2.1 | ft2
Baseboard | structure | ft | 3/8" Plywood sheathing | 3/8" Plywood sheathing - roof | 0.315 | 0.158 | BEES 2.1 | ft2 | Assume 6" high baseboard --> 1 linear ft = 0.5ft2
Refrigerator | structure | ea | Refrigerator | Refrigerator {GLO}¦ market for refrigerator ¦ Cut-off, S | 291 | 291 | EcoInvent | ea
Dishwasher | structure | ea | Dishwasher | Dishwasher {GLO}¦ market for dishwasher ¦ Cut-off, S | 146 | 146 | EcoInvent | ea
Microwave | structure | ea | Microwave | Microwave oven {GLO}¦ market for microwave oven ¦ Cut-off, S | 58.9 | 58.9 | EcoInvent | ea
Clothes Washer | structure | ea | Clothes Washer | Washing machine {GLO}¦ market for washing machine ¦ Cut-off, S | 382 | 382 | EcoInvent | ea
Clothes Dryer | structure | ea | Clothes Dryer | Dryer {GLO}¦ market for dryer ¦ Cut-off, S | 210 | 210 | EcoInvent | ea
Oven/stove | structure | ea | Oven/stove | Cookstove {GLO}¦ market for cookstove ¦ Cut-off, S | 180 | 180 | EcoInvent | ea
Range hood | structure | ea | Range hood | Exhaust air roof hood, steel, DN 400 {GLO}¦ market for exhaust air roof hood, steel, DN 400 ¦ Cut-off, S | 63.8 | 63.8 | EcoInvent | ea
Bottom Outlets | structure | ea | Outlet | Switch, toggle type {GLO}¦ market for switch, toggle type ¦ Cut-off, S | 32 | 22.8 | EcoInvent | kg | Assume 1 switch weight 0.05kg
Top Outlets | structure | ea | Outlet | Switch, toggle type {GLO}¦ market for switch, toggle type ¦ Cut-off, S | 32 | 22.8 | EcoInvent | kg | Assume 1 switch weight 0.05kg
Light Switches | structure | ea | Switch, toggle type {GLO}¦ market for switch, toggle type ¦ Cut-off, S | Switch, toggle type {GLO}¦ market for switch, toggle type ¦ Cut-off, S | 32 | 22.8 | EcoInvent | kg | Assume 1 switch weight 0.05kg
Wiring | structure | 4m | Cable, three-conductor cable {GLO}¦ market for cable, three-conductor cable ¦ Cut-off, S | Cable, three-conductor cable {GLO}¦ market for cable, three-conductor cable ¦ Cut-off, S | 5.3 | 21.2 | EcoInvent | m | Assume 4m of cable per outlet/lightswitch
Electrical Panel | structure | ea |  |  |  | 0
Windows | structure | ea | Aluminum Window Frame with Double Glazing glass | (Window frame, aluminium, U=1.6 W/m2K {GLO}¦ market for window frame, aluminium, U=1.6 W/m2K ¦ Cut-off, S) + (Glazing, double, U<1.1 W/m2K {GLO}¦ market for glazing, double, U<1.1 W/m2K ¦ Cut-off, S) | 724.7 | 724.7 | EcoInvent | m2 | Assume a window is 1m2
Windows | structure | ea | PVC Window Frame with Double Glazing glass | (Window frame, poly vinyl chloride, U=1.6 W/m2K {GLO}¦ market for window frame, poly vinyl chloride, U=1.6 W/m2K ¦ Cut-off, S) + (Glazing, double, U<1.1 W/m2K {GLO}¦ market for glazing, double, U<1.1 W/m2K ¦ Cut-off, S) | 334.7 | 334.7 | EcoInvent | m2 | Assume a window is 1m2
Windows | structure | ea | Wood-Metal Window Frame with Double Glazing glass | (Window frame, wood-metal, U=1.6 W/m2K {GLO}¦ market for window frame, wood-metal, U=1.6 W/m2K ¦ Cut-off, S) + (Glazing, double, U<1.1 W/m2K {GLO}¦ market for glazing, double, U<1.1 W/m2K ¦ Cut-off, S) | 369.7 | 369.7 | EcoInvent | m2 | Assume a window is 1m2
Windows | structure | ea | Wood Window Frame with Double Glazing glass | (Window frame, wood, U=1.5 W/m2K {GLO}¦ market for window frame, wood, U=1.5 W/m2K ¦ Cut-off, S) + (Glazing, double, U<1.1 W/m2K {GLO}¦ market for glazing, double, U<1.1 W/m2K ¦ Cut-off, S) | 210.7 | 210.7 | EcoInvent | m2 | Assume a window is 1m2
Windows | structure | ea | Aluminum Window Frame with Flat glass | (Window frame, aluminium, U=1.6 W/m2K {GLO}¦ market for window frame, aluminium, U=1.6 W/m2K ¦ Cut-off, S) + (Flat glass, coated {RoW}¦ market for flat glass, coated ¦ Cut-off, S) | 688.24 | 688.24 | EcoInvent | m2 | Assume a window is 1m2
Windows | structure | ea | PVC Window Frame with Flat glass | (Window frame, poly vinyl chloride, U=1.6 W/m2K {GLO}¦ market for window frame, poly vinyl chloride, U=1.6 W/m2K ¦ Cut-off, S) + (Flat glass, coated {RoW}¦ market for flat glass, coated ¦ Cut-off, S) | 298.24 | 298.24 | EcoInvent | m2 | Assume a window is 1m2
Windows | structure | ea | Wood-Metal Window Frame with Flat glass | (Window frame, wood-metal, U=1.6 W/m2K {GLO}¦ market for window frame, wood-metal, U=1.6 W/m2K ¦ Cut-off, S) + (Flat glass, coated {RoW}¦ market for flat glass, coated ¦ Cut-off, S) | 333.24 | 333.24 | EcoInvent | m2 | Assume a window is 1m2
Windows | structure | ea | Wood Window Frame with Flat glass | (Window frame, wood, U=1.5 W/m2K {GLO}¦ market for window frame, wood, U=1.5 W/m2K ¦ Cut-off, S) + (Flat glass, coated {RoW}¦ market for flat glass, coated ¦ Cut-off, S) | 174.24 | 174.24 | EcoInvent | m2 | Assume a window is 1m2
Ceiling | structure | ft2 | Gypsum Wallboard Regular (1/2") | Gypsum Wallboard Regular (1/2") | 3.22E-01 | 0.322 | BEES 2.1 | ft2
Ceiling | structure | ft2 | Gypsum Wallboard Type X (5/8") | Gypsum Wallboard Type X (5/8") | 4.36E-01 | 0.436 | BEES 2.1 | ft2
Ceiling Paint | structure | ft2 | Generic Virgin Latex Paint | Generic Virgin Latex Paint | 0.205067768 | 0.205067768 | BEES 2.1 | ft2
Ceiling Paint | structure | ft2 | Generic Reprocessed Latex Paint | Generic Reprocessed Latex Paint | 0.095010164 | 0.095010164 | BEES 2.1 | ft2
Ceiling Paint | structure | ft2 | Generic Consolidated Latex Paint | Generic Consolidated Latex Paint | 0.156390784 | 0.156390784 | BEES 2.1 | ft2
Ceiling Insulation | structure | ft2 | Generic Blown Cellulose R-30 | Generic Blown Cellulose R-30 | 0.126298059 | 0.126298059 | BEES 2.1 | ft2
Ceiling Insulation | structure | ft2 | Generic Blown Cellulose R-38 | Generic Blown Cellulose R-38 | 0.160025381 | 0.160025381 | BEES 2.1 | ft2
Ceiling Insulation | structure | ft2 | Generic Blown Cellulose R-49 | Generic Blown Cellulose R-49 | 0.20643035 | 0.20643035 | BEES 2.1 | ft2
Ceiling Insulation | structure | ft2 | Generic Blown Cellulose R-60 | Generic Blown Cellulose R-60 | 0.252763558 | 0.252763558 | BEES 2.1 | ft2
Ceiling Insulation | structure | ft2 | Generic Fiberglass Batt R-30 | Generic Fiberglass Batt R-30 | 0.289591301 | 0.289591301 | BEES 2.1 | ft2
Ceiling Insulation | structure | ft2 | Generic Fiberglass Batt R-38 | Generic Fiberglass Batt R-38 | 0.389765437 | 0.389765437 | BEES 2.1 | ft2
Ceiling Insulation | structure | ft2 | Generic Fiberglass Batt R-49 | Generic Fiberglass Batt R-49 | 0.477068035 | 0.477068035 | BEES 2.1 | ft2
Ceiling Insulation | structure | ft2 | Generic Fiberglass Batt R-60 | Generic Fiberglass Batt R-60 | 0.575003642 | 0.575003642 | BEES 2.1 | ft2
Ceiling Insulation | structure | ft2 | Generic Blown Fiberglass R-30 | Generic Blown Fiberglass R-30 | 0.487133411 | 0.487133411 | BEES 2.1 | ft2
Ceiling Insulation | structure | ft2 | Generic Blown Fiberglass R-38 | Generic Blown Fiberglass R-38 | 0.616986467 | 0.616986467 | BEES 2.1 | ft2
Ceiling Insulation | structure | ft2 | Generic Blown Fiberglass R-49 | Generic Blown Fiberglass R-49 | 0.795626645 | 0.795626645 | BEES 2.1 | ft2
Ceiling Insulation | structure | ft2 | Generic Blown Fiberglass R-60 | Generic Blown Fiberglass R-60 | 0.974174597 | 0.974174597 | BEES 2.1 | ft2
Ceiling Insulation | structure | ft2 | Average Blown Mineral Wool R-30 | Average Blown Mineral Wool R-30 | 0.454519245 | 0.454519245 | BEES 2.1 | ft2
Ceiling Insulation | structure | ft2 | Average Blown Mineral Wool R-38 | Average Blown Mineral Wool R-38 | 0.59437132 | 0.59437132 | BEES 2.1 | ft2
Ceiling Insulation | structure | ft2 | Average Blown Mineral Wool R-49 | Average Blown Mineral Wool R-49 | 0.769186414 | 0.769186414 | BEES 2.1 | ft2
Ceiling Insulation | structure | ft2 | Average Blown Mineral Wool R-60 | Average Blown Mineral Wool R-60 | 0.909038489 | 0.909038489 | BEES 2.1 | ft2
Roof Cover Underlayment | structure | ft2 | 1 layer felt underlay |  |  | 0 | ??
Roof Cover Underlayment | structure | ft2 | 2 layer felt underlay |  |  | 0 | ??
Roof Cover Underlayment | structure | ft2 | fiberglass-felt underlay |  |  | 0 | ??
Roof Cover Underlayment | structure | ft2 | synthetic underlay |  |  | 0 | ??
Roof Cover | structure | ft2 | Asphalt Shingles |  |  | 0 | ??
Roof Cover | structure | ft2 | Clay Tiles |  |  | 0 | ??
Roof Cover and underlayment combined | structure | ft2 | Asphalt Shingles & 1 layer felt underlay | Asphalt Shingles & 1 layer felt underlay | 0.594974033 | 0.594974033 | BEES 2.1 | ft2
Roof Cover and underlayment combined | structure | ft2 | Asphalt Shingles & 2 layers felt underlay | Asphalt Shingles & 2 layers felt underlay | 0.625108249 | 0.625108249 | BEES 2.1 | ft2
Roof Cover and underlayment combined | structure | ft2 | Asphalt Shingles & fiberglass-felt underlay | Asphalt Shingles & fiberglass-felt underlay | 0.622448396 | 0.622448396 | BEES 2.1 | ft2
Roof Cover and underlayment combined | structure | ft2 | Asphalt Shingles & synthetic underlay | Asphalt Shingles & synthetic underlay | 0.589045304 | 0.589045304 | BEES 2.1 | ft2
Roof Cover and underlayment combined | structure | ft2 | Clay Tiles & 1 layer felt underlay | Clay Tiles & 1 layer felt underlay | 1.778839847 | 1.778839847 | BEES 2.1 | ft2
Roof Cover and underlayment combined | structure | ft2 | Clay Tiles & 2 layers felt underlay | Clay Tiles & 2 layers felt underlay | 1.818869813 | 1.818869813 | BEES 2.1 | ft2
Roof Cover and underlayment combined | structure | ft2 | Clay Tiles & fiberglass-felt underlay | Clay Tiles & fiberglass-felt underlay | 1.787249159 | 1.787249159 | BEES 2.1 | ft2
Roof Cover and underlayment combined | structure | ft2 | Clay Tiles & synthetic underlay | Clay Tiles & synthetic underlay | 1.542327064 | 1.542327064 | BEES 2.1 | ft2
Roof Sheathing | structure | ft2 | 3/8" OSB sheathing - roof | 3/8" OSB sheathing - roof | 3.43E-01 | 0.343 | BEES 2.1 | ft2
Roof Sheathing | structure | ft2 | 3/8" Plywood sheathing - roof | 3/8" Plywood sheathing - roof | 3.15E-01 | 0.315 | BEES 2.1 | ft2
Facade | structure | ft2 | Generic Brick & Mortar | Generic Brick & Mortar | 3.368067977 | 3.368067977 | BEES 2.1 | ft2
Facade | structure | ft2 | Anonymous Brick & Mortar Product 1 | Anonymous Brick & Mortar Product 1 | 3.483650077 | 3.483650077 | BEES 2.1 | ft2
Facade | structure | ft2 | Anonymous Brick & Mortar Product 2 | Anonymous Brick & Mortar Product 2 | 3.622013697 | 3.622013697 | BEES 2.1 | ft2
Facade | structure | ft2 | Generic Aluminum Siding | Generic Aluminum Siding | 0.585697938 | 0.585697938 | BEES 2.1 | ft2
Facade | structure | ft2 | CertainTeed Vinyl Siding | CertainTeed Vinyl Siding | 0.528034163 | 0.528034163 | BEES 2.1 | ft2
Facade | structure | ft2 | CertainTeed Cedar Impressions Siding | CertainTeed Cedar Impressions Siding | 0.829223669 | 0.829223669 | BEES 2.1 | ft2
Facade | structure | ft2 | CertainTeed WeatherBoards Siding | CertainTeed WeatherBoards Siding | 1.76036933 | 1.76036933 | BEES 2.1 | ft2
Facade | structure | ft2 | CertainTeed RecycledContentWeatherBoards | CertainTeed RecycledContentWeatherBoards | 1.429562916 | 1.429562916 | BEES 2.1 | ft2
Facade | structure | ft2 | Generic Stucco Traditional (Residential) | Generic Stucco Traditional (Residential) | 1.729229549 | 1.729229549 | BEES 2.1 | ft2
Facade | structure | ft2 | Generic Cedar Siding | Generic Cedar Siding | 1.055966894 | 1.055966894 | BEES 2.1 | ft2
Facade | structure | ft2 | Average Vinyl Siding | Average Vinyl Siding | 0.495670735 | 0.495670735 | BEES 2.1 | ft2
Facade | structure | ft2 | Average Polypropylene Siding | Average Polypropylene Siding | 1.250203837 | 1.250203837 | BEES 2.1 | ft2
Facade | structure | ft2 | Dryvit EIFS Cladding Outsulation MD (CA) | Dryvit EIFS Cladding Outsulation MD (CA) | 0.919439233 | 0.919439233 | BEES 2.1 | ft2
Facade | structure | ft2 | Generic Stucco (1-Coat) Insulated Siding | Generic Stucco (1-Coat) Insulated Siding | 1.708920107 | 1.708920107 | BEES 2.1 | ft2
Facade | structure | ft2 | Average Insulated Vinyl Siding | Average Insulated Vinyl Siding | 0.633425475 | 0.633425475 | BEES 2.1 | ft2
Facade | structure | ft2 | CertainTeed Recycled Content CedarBoards | CertainTeed Recycled Content CedarBoards | 0.424825153 | 0.424825153 | BEES 2.1 | ft2
Facade | structure | ft2 | Dryvit EIFS Cladding Outsulation Plus (CA) | Dryvit EIFS Cladding Outsulation Plus (CA) | 1.185756249 | 1.185756249 | BEES 2.1 | ft2
Exterior Wall Sheathing | structure | ft2 | 3/8" OSB sheathing - roof | 3/8" OSB sheathing - roof | 3.43E-01 | 0.343 | BEES 2.1 | ft2
Exterior Wall Sheathing | structure | ft2 | 3/8" Plywood sheathing - roof | 3/8" Plywood sheathing - roof | 3.15E-01 | 0.315 | BEES 2.1 | ft2
Bookcase | contents | ea |  | Furniture, wooden {GLO}¦ market for furniture, wooden ¦ Cut-off, S | 2.12 |  | EcoInvent | kg
Books | contents | ea | Paperback books | Printed paper, offset {GLO}¦ market for printed paper, offset ¦ Cut-off, S | 3 | 1.5 | EcoInvent | kg | Assume a typical paperback book weighs 0.5 kg
Entertainment Center | contents | ea |  | Furniture, wooden {GLO}¦ market for furniture, wooden ¦ Cut-off, S | 2.12 |  | EcoInvent | kg
Couch/Sofa | contents | ea
Coffee Table/End Table | contents | ea |  | Furniture, wooden {GLO}¦ market for furniture, wooden ¦ Cut-off, S | 2.12 |  | EcoInvent | kg
Lamps | contents | ea
Blinds | contents | ea
Curtains/Drapes | contents | ea
A/V equipment | contents | ea
Television | contents | ea |  | Television {GLO}¦ market for television ¦ Cut-off, S | 377 | 377 | EcoInvent | ea
Dinner Table | contents | ea |  | Furniture, wooden {GLO}¦ market for furniture, wooden ¦ Cut-off, S | 2.12 |  | EcoInvent | kg
Dinner Chair | contents | ea |  | Furniture, wooden {GLO}¦ market for furniture, wooden ¦ Cut-off, S | 2.12 |  | EcoInvent | kg
China Cabinet/Buffet | contents | ea |  | Furniture, wooden {GLO}¦ market for furniture, wooden ¦ Cut-off, S | 2.12 |  | EcoInvent | kg
Small Kitchen Appliances | contents | ea
Bed Frame | contents | ea |  | Furniture, wooden {GLO}¦ market for furniture, wooden ¦ Cut-off, S | 2.12 |  | EcoInvent | kg
Box Spring and Mattress | contents | ea | Mattress without box spring | Mattress {GLO}¦ market for mattress ¦ Cut-off, S | 153 | 153 | EcoInvent | ea
Box Spring and Mattress | contents | ea | Mattress with box spring | Mattress {GLO}¦ market for mattress ¦ Cut-off, S | 306 | 306 | EcoInvent | ea
Bedding | contents | ea
Chest of Drawers/Dresser | contents | ea |  | Furniture, wooden {GLO}¦ market for furniture, wooden ¦ Cut-off, S | 2.12 |  | EcoInvent | kg
Night stand | contents | ea |  | Furniture, wooden {GLO}¦ market for furniture, wooden ¦ Cut-off, S | 2.12 |  | EcoInvent | kg
Bedroom Television | contents | ea
Desk | contents | ea |  | Furniture, wooden {GLO}¦ market for furniture, wooden ¦ Cut-off, S | 2.12 |  | EcoInvent | kg
Computer | contents | ea
Clothing | contents | ea
Towels/Linens | contents | ea

## USEEIO Data
component | type | product | functional_unit | unit_cost | industry | naics_code | kg_co2
Underfloor Insulation | structure | Generic Blown Cellulose R-30 | ft2 | 0.53 | All other converted paper product manufacturing | 322299 | #REF!
Underfloor Insulation | structure | Generic Blown Cellulose R-38 | ft2 | 0.74 | All other converted paper product manufacturing | 322299 | #REF!
Underfloor Insulation | structure | Generic Blown Cellulose R-49 | ft2 | 1.02 | All other converted paper product manufacturing | 322299 | #REF!
Underfloor Insulation | structure | Generic Blown Cellulose R-60 | ft2 | 1.31 | All other converted paper product manufacturing | 322299 | #REF!
Underfloor Insulation | structure | Generic Blown Cellulose R-30 | ft2 | 0.85 | All other converted paper product manufacturing | 322299 | #REF!
Underfloor Insulation | structure | Generic Blown Cellulose R-38 | ft2 | 1.1 | All other converted paper product manufacturing | 322299 | #REF!
Underfloor Insulation | structure | Generic Blown Cellulose R-49 | ft2 | 1.42 | All other converted paper product manufacturing | 322299 | #REF!
Underfloor Insulation | structure | Generic Blown Cellulose R-60 | ft2 | 1.75 | All other converted paper product manufacturing | 322299 | #REF!
Underfloor Insulation | structure | Generic Fiberglass Batt R-30 | ft2 | 1.47 | Mineral Wool Manufacturing | 327993 | #REF!
Underfloor Insulation | structure | Generic Fiberglass Batt R-30 | ft2 | 1.25 | Mineral Wool Manufacturing | 327993 | #REF!
Underfloor Insulation | structure | Generic Fiberglass Batt R-38 | ft2 | 1.65 | Mineral Wool Manufacturing | 327993 | #REF!
Underfloor Insulation | structure | Generic Fiberglass Batt R-38 | ft2 | 1.6 | Mineral Wool Manufacturing | 327993 | #REF!
Underfloor Insulation | structure | Generic Fiberglass Batt R-49 | ft2 | 2.37 | Mineral Wool Manufacturing | 327993 | #REF!
Underfloor Insulation | structure | Generic Fiberglass Batt R-60 | ft2 | 2.94 | Mineral Wool Manufacturing | 327993 | #REF!
Underfloor Insulation | structure | Generic Fiberglass Batt R-60 | ft2 | 2.5 | Mineral Wool Manufacturing | 327993 | #REF!
Underfloor Insulation | structure | Generic Blown Fiberglass R-30 | ft2 | 0.94 | Mineral Wool Manufacturing | 327993 | #REF!
Underfloor Insulation | structure | Generic Blown Fiberglass R-38 | ft2 | 1.17 | Mineral Wool Manufacturing | 327993 | #REF!
Underfloor Insulation | structure | Generic Blown Fiberglass R-49 | ft2 | 1.62 | Mineral Wool Manufacturing | 327993 | #REF!
Underfloor Insulation | structure | Generic Blown Fiberglass R-60 | ft2 | 1.87 | Mineral Wool Manufacturing | 327993 | #REF!
Underfloor Insulation | structure | Average Blown Mineral Wool R-30 | ft2 | 1.34 | Mineral Wool Manufacturing | 327993 | #REF!
Underfloor Insulation | structure | Average Blown Mineral Wool R-38 | ft2 | 1.69 | Mineral Wool Manufacturing | 327993 | #REF!
Underfloor Insulation | structure | Average Blown Mineral Wool R-49 | ft2 | 2.19 | Mineral Wool Manufacturing | 327993 | #REF!
Underfloor Insulation | structure | Average Blown Mineral Wool R-60 | ft2 | 2.68 | Mineral Wool Manufacturing | 327993 | #REF!
Underfloor Insulation | structure | Polystyrene Foam Board R-5 | ft2 | 0.92 | Polystyrene foam products | 326140 | #REF!
Underfloor Insulation | structure | Polystyrene Foam Board R-10 | ft2 | 1.35 | Polystyrene foam products | 326140 | #REF!
Underfloor Insulation | structure | Polyurethane Foam Board R-13.1 | ft2 | 1.48 | Urethane and other foam products | 326150 | #REF!
Underfloor Ductwork | structure | flexible duct, aluminium/PET, DN of 125 | ft | 2.08 | Aluminum product manufacturing from purchased aluminum | 33131B | #REF!
Underfloor Ductwork | structure | flexible duct, aluminium/PET, DN of 125 | ft | 2.21 | Aluminum product manufacturing from purchased aluminum | 33131B | #REF!
Underfloor Ductwork | structure | flexible duct, aluminium/PET, DN of 125 | ft | 2.08 | Aluminum product manufacturing from purchased aluminum | 33131B | #REF!
Underfloor Ductwork | structure | ventilation duct, steel, 100x50 mm | ft | 3.2 | Steel product manufacturing from purchased steel | 331200 | #REF!
Underfloor Ductwork | structure | ventilation duct, steel, 100x50 mm | ft | 2.5633 | Steel product manufacturing from purchased steel | 331200 | #REF!
Heating/Cooling Unit or HVAC | structure | heat pump - 36,000 btu | ea | 1843 | Air conditioning, refrigeration, and warm air heating equipment manufacturing | 333415 | #REF!
Heating/Cooling Unit or HVAC | structure | natural gas furnace - 88,000 btu | ea | 1776 | Air conditioning, refrigeration, and warm air heating equipment manufacturing | 333415 | #REF!
Heating/Cooling Unit or HVAC | structure | natural gas furnace - 110,000 btu | ea | 3583 | Air conditioning, refrigeration, and warm air heating equipment manufacturing | 333415 | #REF!
Heating/Cooling Unit or HVAC | structure | natural gas furnace - 66,000 btu | ea | 2576 | Air conditioning, refrigeration, and warm air heating equipment manufacturing | 333415 | #REF!
Heating/Cooling Unit or HVAC | structure | natural gas furnace - 44,000 btu | ea | 1647 | Air conditioning, refrigeration, and warm air heating equipment manufacturing | 333415 | #REF!
Heating/Cooling Unit or HVAC | structure | electric furnace - 68,242 btu | ea | 1952 | Air conditioning, refrigeration, and warm air heating equipment manufacturing | 333415 | #REF!
Heating/Cooling Unit or HVAC | structure | electric furnace - 51,182 btu | ea | 1727 | Air conditioning, refrigeration, and warm air heating equipment manufacturing | 333415 | #REF!
Heating/Cooling Unit or HVAC | structure | electric furnace - 40,878 btu | ea | 1677 | Air conditioning, refrigeration, and warm air heating equipment manufacturing | 333415 | #REF!
Heating/Cooling Unit or HVAC | structure | electric furnace - 34,121 btu | ea | 1630 | Air conditioning, refrigeration, and warm air heating equipment manufacturing | 333415 | #REF!
Heating/Cooling Unit or HVAC | structure | oil furnace - 84,000 - 140,000 btu | ea | 3724 | Air conditioning, refrigeration, and warm air heating equipment manufacturing | 333415 | #REF!
Heating/Cooling Unit or HVAC | structure | oil furnace - 70,000 - 106,250 btu | ea | 2885 | Air conditioning, refrigeration, and warm air heating equipment manufacturing | 333415 | #REF!
Heating/Cooling Unit or HVAC | structure | oil furnace - 119,000 - 156,250 btu | ea | 3087 | Air conditioning, refrigeration, and warm air heating equipment manufacturing | 333415 | #REF!
Wood Subfloor | structure | 3/8" OSB | ft2 | 0.86062 | Veneer, plywood, and engineered wood product manufacturing | 321200 | #REF!
Wood Subfloor | structure | 3/8" OSB | ft2 | 0.98438 | Veneer, plywood, and engineered wood product manufacturing | 321200 | #REF!
Wood Subfloor | structure | 3/8" OSB | ft2 | 1.2919 | Veneer, plywood, and engineered wood product manufacturing | 321200 | #REF!
Wood Subfloor | structure | 3/8" OSB | ft2 | 1.7944 | Veneer, plywood, and engineered wood product manufacturing | 321200 | #REF!
Wood Subfloor | structure | 3/8" Plywood | ft2 | 1.2094 | Veneer, plywood, and engineered wood product manufacturing | 321200 | #REF!
Wood Subfloor | structure | 3/8" Plywood | ft2 | 1.5588 | Veneer, plywood, and engineered wood product manufacturing | 321200 | #REF!
Wood Subfloor | structure | 3/8" Plywood | ft2 | 1.2031 | Veneer, plywood, and engineered wood product manufacturing | 321200 | #REF!
Wood Subfloor | structure | 3/8" Plywood | ft2 | 1.6031 | Veneer, plywood, and engineered wood product manufacturing | 321200 | #REF!
Wood Subfloor | structure | 3/8" Plywood | ft2 | 1.6562 | Veneer, plywood, and engineered wood product manufacturing | 321200 | #REF!
Wood Subfloor | structure | 3/8" Plywood | ft2 | 1.6744 | Veneer, plywood, and engineered wood product manufacturing | 321200 | #REF!
Finished Floor Underlayment | structure | 3/8" OSB | ft2 | 0.86062 | Veneer, plywood, and engineered wood product manufacturing | 321200 | #REF!
Finished Floor Underlayment | structure | 3/8" OSB | ft2 | 0.98438 | Veneer, plywood, and engineered wood product manufacturing | 321200 | #REF!
Finished Floor Underlayment | structure | 3/8" OSB | ft2 | 1.2919 | Veneer, plywood, and engineered wood product manufacturing | 321200 | #REF!
Finished Floor Underlayment | structure | 3/8" OSB | ft2 | 1.7944 | Veneer, plywood, and engineered wood product manufacturing | 321200 | #REF!
Finished Floor Underlayment | structure | 3/8" Plywood | ft2 | 1.2094 | Veneer, plywood, and engineered wood product manufacturing | 321200 | #REF!
Finished Floor Underlayment | structure | 3/8" Plywood | ft2 | 1.5588 | Veneer, plywood, and engineered wood product manufacturing | 321200 | #REF!
Finished Floor Underlayment | structure | 3/8" Plywood | ft2 | 1.2031 | Veneer, plywood, and engineered wood product manufacturing | 321200 | #REF!
Finished Floor Underlayment | structure | 3/8" Plywood | ft2 | 1.6031 | Veneer, plywood, and engineered wood product manufacturing | 321200 | #REF!
Finished Floor Underlayment | structure | 3/8" Plywood | ft2 | 1.6562 | Veneer, plywood, and engineered wood product manufacturing | 321200 | #REF!
Finished Floor Underlayment | structure | 3/8" Plywood | ft2 | 1.6744 | Veneer, plywood, and engineered wood product manufacturing | 321200 | #REF!
Finished Floor Underlayment | structure | 1/8" Wood Fiber Underlayment | ft2 | 0.41715 | Other wood product manufacturing | 3219A0 | #REF!
Finished Floor Underlayment | structure | 1/8" Wood Fiber Underlayment | ft2 | 0.53333 | Other wood product manufacturing | 3219A0 | #REF!
Finished Floor Underlayment | structure | 1/4" Wood Fiber Underlayment | ft2 | 0.86134 | Other wood product manufacturing | 3219A0 | #REF!
Finished Floor | structure | Average Hardwood | ft2 | 6.99 | Wooden windows, door, and flooring | 321910 | #REF!
Finished Floor | structure | Average Hardwood | ft2 | 5.99 | Wooden windows, door, and flooring | 321910 | #REF!
Finished Floor | structure | Average Hardwood | ft2 | 5.29 | Wooden windows, door, and flooring | 321910 | #REF!
Finished Floor | structure | Average Engineered Hardwood | ft2 | 4.4 | Wooden windows, door, and flooring | 321910 | #REF!
Finished Floor | structure | Average Engineered Hardwood | ft2 | 6.29 | Wooden windows, door, and flooring | 321910 | #REF!
Finished Floor | structure | Average Engineered Hardwood | ft2 | 5.99 | Wooden windows, door, and flooring | 321910 | #REF!
Finished Floor | structure | Generic Terrazzo | ft2 | 7.66 | Cut stone and stone products | 327991 | #REF!
Finished Floor | structure | Generic Terrazzo | ft2 | 5.49 | Cut stone and stone products | 327991 | #REF!
Finished Floor | structure | Generic Terrazzo | ft2 | 16.99 | Cut stone and stone products | 327991 | #REF!
Finished Floor | structure | Average Ceramic Tile | ft2 | 8.99 | Clay and ceramic products | 327100 | #REF!
Finished Floor | structure | Average Ceramic Tile | ft2 | 13.06 | Clay and ceramic products | 327100 | #REF!
Finished Floor | structure | Average Ceramic Tile | ft2 | 1.2 | Clay and ceramic products | 327100 | #REF!
Finished Floor | structure | Generic Marble Tile | ft2 | 5.79 | Cut stone and stone products | 327991 | #REF!
Finished Floor | structure | Generic Marble Tile | ft2 | 10.47 | Cut stone and stone products | 327991 | #REF!
Finished Floor | structure | Generic Marble Tile | ft2 | 15.87 | Cut stone and stone products | 327991 | #REF!
Finished Floor | structure | Generic Cork Plank | ft2 | 4.29 | Other wood product manufacturing | 3219A0 | #REF!
Finished Floor | structure | Generic Cork Plank | ft2 | 6.29 | Other wood product manufacturing | 3219A0 | #REF!
Finished Floor | structure | Generic Cork Plank | ft2 | 5.29 | Other wood product manufacturing | 3219A0 | #REF!
Finished Floor | structure | Forbo Marmoleum - 2.5 mm | ft2 | 5.15 | Other plastics product manufacturing | 326190 | #REF!
Finished Floor | structure | Forbo Marmoleum - 2.0 mm | ft2 | 4.63 | Other plastics product manufacturing | 326190 | #REF!
Finished Floor | structure | Forbo Eternal | ft2 | 5.99 | Other plastics product manufacturing | 326190 | #REF!
Finished Floor | structure | Generic Resid. Broadloom Carpet - Nylon | ft2 | 3.49 | Carpet and rug mills | 314110 | #REF!
Finished Floor | structure | Generic Resid. Broadloom Carpet - Nylon | ft2 | 3.79 | Carpet and rug mills | 314110 | #REF!
Finished Floor | structure | Generic Resid. Broadloom Carpet - Nylon | ft2 | 4.99 | Carpet and rug mills | 314110 | #REF!
Finished Floor | structure | Generic Resid. Broadloom Carpet - Wool | ft2 | 4.44 | Carpet and rug mills | 314110 | #REF!
Finished Floor | structure | Generic Resid. Broadloom Carpet - Wool | ft2 | 6.64 | Carpet and rug mills | 314110 | #REF!
Finished Floor | structure | Generic Resid. Broadloom Carpet - Wool | ft2 | 8.04 | Carpet and rug mills | 314110 | #REF!
Finished Floor | structure | Generic Resid. Broadloom Carpet - Polyester | ft2 | 1 | Carpet and rug mills | 314110 | #REF!
Finished Floor | structure | Generic Resid. Broadloom Carpet - Polyester | ft2 | 2.64 | Carpet and rug mills | 314110 | #REF!
Finished Floor | structure | Generic Resid. Broadloom Carpet - Polyester | ft2 | 3.69 | Carpet and rug mills | 314110 | #REF!
Bottom Cabinets | structure | Home Depot lowest estimate | ea | 400 | Wood kitchen cabinet and countertop manufacturing | 337110 | #REF!
Bottom Cabinets | structure | Home Depot medium estimate | ea | 4500 | Wood kitchen cabinet and countertop manufacturing | 337110 | #REF!
Bottom Cabinets | structure | Home Depot higher estimate | ea | 10000 | Wood kitchen cabinet and countertop manufacturing | 337110 | #REF!
Top Cabinets | structure | Home Depot lowest estimate | ea | 485 | Wood kitchen cabinet and countertop manufacturing | 337110 | #REF!
Top Cabinets | structure | Home Depot medium estimate | ea | 4500 | Wood kitchen cabinet and countertop manufacturing | 337110 | #REF!
Top Cabinets | structure | Home Depot higher estimate | ea | 9000 | Wood kitchen cabinet and countertop manufacturing | 337110 | #REF!
Counter Tops | structure | Home Depot lowest estimate | ea | 571 | Wood kitchen cabinet and countertop manufacturing | 337110 | #REF!
Counter Tops | structure | Home Depot medium estimate | ea | 2000 | Cut stone and stone products | 327991 | #REF!
Counter Tops | structure | Home Depot higher estimate | ea | 5000 | Cut stone and stone products | 327991 | #REF!
Bathroom Bottom Cabinets | structure | 24" vanity | ea | 158 | Wood kitchen cabinet and countertop manufacturing | 337110 | #REF!
Bathroom Bottom Cabinets | structure | 36" vanity | ea | 549 | Wood kitchen cabinet and countertop manufacturing | 337110 | #REF!
Bathroom Bottom Cabinets | structure | 60" vanity | ea | 811 | Wood kitchen cabinet and countertop manufacturing | 337110 | #REF!
Bathroom Top Cabinets | structure | 23" wall cabinet | ea | 90 | Wood kitchen cabinet and countertop manufacturing | 337110 | #REF!
Bathroom Top Cabinets | structure | 26.5" wall cabinet | ea | 208 | Wood kitchen cabinet and countertop manufacturing | 337110 | #REF!
Bathroom Top Cabinets | structure | 26" wall cabinet | ea | 297 | Wood kitchen cabinet and countertop manufacturing | 337110 | #REF!
Water Heater | structure | electric water heater - 50 gallon | ea | 689 | Heating equipment other than warm air furnaces | 333414 | #REF!
Water Heater | structure | electric water heater - 50 gallon | ea | 519 | Heating equipment other than warm air furnaces | 333414 | #REF!
Water Heater | structure | electric water heater - 38 gallon | ea | 529 | Heating equipment other than warm air furnaces | 333414 | #REF!
Water Heater | structure | natural gas water heater - 50 gallon | ea | 669 | Heating equipment other than warm air furnaces | 333414 | #REF!
Water Heater | structure | natural gas water heater - 50 gallon | ea | 879 | Heating equipment other than warm air furnaces | 333414 | #REF!
Water Heater | structure | natural gas water heater - 40 gallon | ea | 719 | Heating equipment other than warm air furnaces | 333414 | #REF!
Water Heater | structure | tankless natural gas water heater - 9.5 gpm | ea | 1469 | Heating equipment other than warm air furnaces | 333414 | #REF!
Water Heater | structure | tankless natural gas water heater - 9.5 gpm | ea | 985 | Heating equipment other than warm air furnaces | 333414 | #REF!
Water Heater | structure | tankless natural gas water heater - 11 gpm | ea | 1855 | Heating equipment other than warm air furnaces | 333414 | #REF!
Water Heater | structure | tankless electric water heater - 3.5 gpm | ea | 459 | Heating equipment other than warm air furnaces | 333414 | #REF!
Water Heater | structure | tankless electric water heater - 5.3 gpm | ea | 559 | Heating equipment other than warm air furnaces | 333414 | #REF!
Water Heater | structure | tankless electric water heater - 7 gpm | ea | 619 | Heating equipment other than warm air furnaces | 333414 | #REF!
Wall Paint - Interior | structure | latex interior paint + primer | ft2 | 0.076 | Paint and coating manufacturing | 325510 | #REF!
Wall Paint - Exterior | structure | latex exterior paint + primer | ft2 | 0.1675 | Paint and coating manufacturing | 325510 | #REF!
Exterior Doors | structure | wood exterior door | ea | 708 | Wooden windows, door, and flooring | 321910 | #REF!
Exterior Doors | structure | wood exterior door | ea | 855 | Wooden windows, door, and flooring | 321910 | #REF!
Exterior Doors | structure | wood exterior door | ea | 1350 | Wooden windows, door, and flooring | 321910 | #REF!
Exterior Doors | structure | fiberglass exterior door | ea | 597 | Glass and Glass Product Manufacturing | 327200 | #REF!
Exterior Doors | structure | fiberglass exterior door | ea | 399 | Glass and Glass Product Manufacturing | 327200 | #REF!
Exterior Doors | structure | fiberglass exterior door | ea | 1048 | Glass and Glass Product Manufacturing | 327200 | #REF!
Exterior Doors | structure | steel exterior door | ea | 265 | Metal windows, doors, and architectural products | 332320 | #REF!
Exterior Doors | structure | steel exterior door | ea | 349 | Metal windows, doors, and architectural products | 332320 | #REF!
Exterior Doors | structure | steel exterior door | ea | 169 | Metal windows, doors, and architectural products | 332320 | #REF!
Interior Doors | structure | hollow-core interior door | ea | 58 | Wooden windows, door, and flooring | 321910 | #REF!
Interior Doors | structure | hollow-core interior door | ea | 66 | Wooden windows, door, and flooring | 321910 | #REF!
Interior Doors | structure | hollow-core interior door | ea | 82 | Wooden windows, door, and flooring | 321910 | #REF!
Sheetrock/drywall | structure | Gypsum Wallboard Regular (1/2") | ft2 | 0.36688 | Lime and gypsum products | 327400 | #REF!
Sheetrock/drywall | structure | Gypsum Wallboard Regular (1/2") | ft2 | 0.51438 | Lime and gypsum products | 327400 | #REF!
Sheetrock/drywall | structure | Gypsum Wallboard Regular (1/2") | ft2 | 0.39531 | Lime and gypsum products | 327400 | #REF!
Sheetrock/drywall | structure | Gypsum Wallboard Type X (5/8") | ft2 | 0.40375 | Lime and gypsum products | 327400 | #REF!
Sheetrock/drywall | structure | Gypsum Wallboard Type X (5/8") | ft2 | 0.40375 | Lime and gypsum products | 327400 | #REF!
Wall Insulation | structure | Generic Blown Cellulose R-13 | ft2 | 0.2 | All other converted paper product manufacturing | 322299 | #REF!
Wall Insulation | structure | Generic Blown Cellulose R-19 | ft2 | 0.3 | All other converted paper product manufacturing | 322299 | #REF!
Wall Insulation | structure | Generic Blown Cellulose R-13 | ft2 | 0.37 | All other converted paper product manufacturing | 322299 | #REF!
Wall Insulation | structure | Generic Blown Cellulose R-19 | ft2 | 0.52 | All other converted paper product manufacturing | 322299 | #REF!
Wall Insulation | structure | Generic Fiberglass Batt R-13 | ft2 | 0.96256 | Mineral Wool Manufacturing | 327993 | #REF!
Wall Insulation | structure | Generic Fiberglass Batt R-13 | ft2 | 0.75061 | Mineral Wool Manufacturing | 327993 | #REF!
Wall Insulation | structure | Generic Fiberglass Batt R-13 | ft2 | 0.58377 | Mineral Wool Manufacturing | 327993 | #REF!
Wall Insulation | structure | Generic Fiberglass Roll R-13 | ft2 | 0.46675 | Mineral Wool Manufacturing | 327993 | #REF!
Wall Insulation | structure | Generic Fiberglass Roll R-13 | ft2 | 0.75455 | Mineral Wool Manufacturing | 327993 | #REF!
Wall Insulation | structure | Generic Fiberglass Roll R-13 | ft2 | 0.62992 | Mineral Wool Manufacturing | 327993 | #REF!
Wall Insulation | structure | Generic Fiberglass Batt R-19 | ft2 | 0.64625 | Mineral Wool Manufacturing | 327993 | #REF!
Wall Insulation | structure | Generic Fiberglass Batt R-19 | ft2 | 1.0822 | Mineral Wool Manufacturing | 327993 | #REF!
Wall Insulation | structure | Generic Fiberglass Batt R-19 | ft2 | 0.99167 | Mineral Wool Manufacturing | 327993 | #REF!
Wall Insulation | structure | Generic Fiberglass Roll R-19 | ft2 | 0.96988 | Mineral Wool Manufacturing | 327993 | #REF!
Wall Insulation | structure | Generic Fiberglass Roll R-19 | ft2 | 0.86595 | Mineral Wool Manufacturing | 327993 | #REF!
Wall Insulation | structure | Generic Fiberglass Roll R-19 | ft2 | 0.86806 | Mineral Wool Manufacturing | 327993 | #REF!
Wall Insulation | structure | Average Mineral Wool Board R-13 | ft2 | 1.1492 | Mineral Wool Manufacturing | 327993 | #REF!
Wall Insulation | structure | Average Mineral Wool Board R-19 | ft2 | 1.236 | Mineral Wool Manufacturing | 327993 | #REF!
Wall Insulation | structure | Average Blown Mineral Wool R-13 | ft2 | 0.58 | Mineral Wool Manufacturing | 327993 | #REF!
Wall Insulation | structure | Average Blown Mineral Wool R-19 | ft2 | 0.85 | Mineral Wool Manufacturing | 327993 | #REF!
Baseboard | structure | MDF Base Moulding | ft | 2.4225 | Veneer, plywood, and engineered wood product manufacturing | 321200 | #REF!
Baseboard | structure | Pine wood baseboard molding | ft | 2.84 | Veneer, plywood, and engineered wood product manufacturing | 321200 | #REF!
Baseboard | structure | Vinyl Base Molding | ft | 1.9283 | Veneer, plywood, and engineered wood product manufacturing | 321200 | #REF!
Refrigerator | structure | 10.1 ft3 Refrigerator | ea | 379 | Household refrigerator and home freezer manufacturing | 335222 | #REF!
Refrigerator | structure | 18.7 ft3 Refrigerator | ea | 799 | Household refrigerator and home freezer manufacturing | 335222 | #REF!
Refrigerator | structure | 17.6 ft3 Refrigerator | ea | 1198 | Household refrigerator and home freezer manufacturing | 335222 | #REF!
Dishwasher | structure | 24 in. dishwasher | ea | 348 | Other major household appliance manufacturing | 335228 | #REF!
Dishwasher | structure | 24 in. dishwasher | ea | 548 | Other major household appliance manufacturing | 335228 | #REF!
Dishwasher | structure | 24 in. dishwasher | ea | 898 | Other major household appliance manufacturing | 335228 | #REF!
Microwave | structure | .7 ft3 microwave | ea | 65 | Household cooking appliance manufacturing | 335221 | #REF!
Microwave | structure | 1.6 ft3 microwave | ea | 198 | Household cooking appliance manufacturing | 335221 | #REF!
Microwave | structure | 2.2 ft3 microwave | ea | 449 | Household cooking appliance manufacturing | 335221 | #REF!
Clothes Washer | structure | Top load washer | ea | 478 | Household laundry equipment manufacturing | 335224 | #REF!
Clothes Washer | structure | Top load washer | ea | 578 | Household laundry equipment manufacturing | 335224 | #REF!
Clothes Washer | structure | Front load washer | ea | 748 | Household laundry equipment manufacturing | 335224 | #REF!
Clothes Washer | structure | Front load washer | ea | 628 | Household laundry equipment manufacturing | 335224 | #REF!
Clothes Dryer | structure | Electric dryer | ea | 598 | Household laundry equipment manufacturing | 335224 | #REF!
Clothes Dryer | structure | Electric dryer | ea | 628 | Household laundry equipment manufacturing | 335224 | #REF!
Clothes Dryer | structure | Gas dryer | ea | 798 | Household laundry equipment manufacturing | 335224 | #REF!
Clothes Dryer | structure | Gas dryer | ea | 578 | Household laundry equipment manufacturing | 335224 | #REF!
Oven/stove | structure | Electric Range | ea | 648 | Household cooking appliance manufacturing | 335221 | #REF!
Oven/stove | structure | Electric Range | ea | 798 | Household cooking appliance manufacturing | 335221 | #REF!
Oven/stove | structure | Electric Range | ea | 1198 | Household cooking appliance manufacturing | 335221 | #REF!
Oven/stove | structure | Gas Range | ea | 648 | Household cooking appliance manufacturing | 335221 | #REF!
Oven/stove | structure | Gas Range | ea | 1198 | Household cooking appliance manufacturing | 335221 | #REF!
Oven/stove | structure | Gas Range | ea | 798 | Household cooking appliance manufacturing | 335221 | #REF!
Range hood | structure | Under cabinet range hood | ea | 229 | Household cooking appliance manufacturing | 335221 | #REF!
Range hood | structure | Under cabinet range hood | ea | 133 | Household cooking appliance manufacturing | 335221 | #REF!
Range hood | structure | Under cabinet range hood | ea | 281 | Household cooking appliance manufacturing | 335221 | #REF!
Bottom Outlets | structure | 15 amp duplex outlet | ea | 2.42 | Wiring device manufacturing | 335930 | #REF!
Bottom Outlets | structure | 15 amp duplex outlet | ea | 1.89 | Wiring device manufacturing | 335930 | #REF!
Bottom Outlets | structure | 15 amp duplex outlet | ea | 1.22 | Wiring device manufacturing | 335930 | #REF!
Top Outlets | structure | 15 amp duplex outlet | ea | 2.42 | Wiring device manufacturing | 335930 | #REF!
Top Outlets | structure | 15 amp duplex outlet | ea | 1.89 | Wiring device manufacturing | 335930 | #REF!
Top Outlets | structure | 15 amp duplex outlet | ea | 1.22 | Wiring device manufacturing | 335930 | #REF!
Light Switches | structure | light switch | ea | 1.7 | Wiring device manufacturing | 335930 | #REF!
Light Switches | structure | light switch | ea | 0.77 | Wiring device manufacturing | 335930 | #REF!
Light Switches | structure | light switch | ea | 1.38 | Wiring device manufacturing | 335930 | #REF!
Wiring | structure | 12/2 solid Romex | 4m | 0.43 | Communication and energy wire and cable manufacturing | 335920 | #REF!
Wiring | structure | 12/2 solid Romex | 4m | 0.43 | Communication and energy wire and cable manufacturing | 335920 | #REF!
Wiring | structure | 12/2 solid CerroMax | 4m | 0.82 | Communication and energy wire and cable manufacturing | 335920 | #REF!
Electrical Panel | structure | 200 amp, 30-space, 60-circuit | ea | 198 | Wiring device manufacturing | 335930 | #REF!
Electrical Panel | structure | 200 amp, 40-space, 80-circuit | ea | 298 | Wiring device manufacturing | 335930 | #REF!
Electrical Panel | structure | 200 amp, 30-space, 60-circuit | ea | 285 | Wiring device manufacturing | 335930 | #REF!
Windows | structure | 31.25x60.25 double hung | ea | 289 | Wooden windows, door, and flooring | 321910 | #REF!
Windows | structure | 29.375x56.5 double hung | ea | 579 | Wooden windows, door, and flooring | 321910 | #REF!
Windows | structure | 37-5/8x56-7/8 double hung | ea | 878 | Wooden windows, door, and flooring | 321910 | #REF!
Ceiling Paint | structure | latex interior paint + primer | ft2 | 0.076 | Paint and coating manufacturing | 325510 | #REF!
Ceiling | structure | Gypsum Wallboard Regular (1/2") | ft2 | 0.36688 | Lime and gypsum products | 327400 | #REF!
Ceiling | structure | Gypsum Wallboard Regular (1/2") | ft2 | 0.51438 | Lime and gypsum products | 327400 | #REF!
Ceiling | structure | Gypsum Wallboard Regular (1/2") | ft2 | 0.39531 | Lime and gypsum products | 327400 | #REF!
Ceiling | structure | Gypsum Wallboard Type X (5/8") | ft2 | 0.40375 | Lime and gypsum products | 327400 | #REF!
Ceiling | structure | Gypsum Wallboard Type X (5/8") | ft2 | 0.40375 | Lime and gypsum products | 327400 | #REF!
Ceiling Insulation | structure | Generic Blown Cellulose R-30 | ft2 | 0.53 | All other converted paper product manufacturing | 322299 | #REF!
Ceiling Insulation | structure | Generic Blown Cellulose R-38 | ft2 | 0.74 | All other converted paper product manufacturing | 322299 | #REF!
Ceiling Insulation | structure | Generic Blown Cellulose R-49 | ft2 | 1.02 | All other converted paper product manufacturing | 322299 | #REF!
Ceiling Insulation | structure | Generic Blown Cellulose R-60 | ft2 | 1.31 | All other converted paper product manufacturing | 322299 | #REF!
Ceiling Insulation | structure | Generic Blown Cellulose R-30 | ft2 | 0.85 | All other converted paper product manufacturing | 322299 | #REF!
Ceiling Insulation | structure | Generic Blown Cellulose R-38 | ft2 | 1.1 | All other converted paper product manufacturing | 322299 | #REF!
Ceiling Insulation | structure | Generic Blown Cellulose R-49 | ft2 | 1.42 | All other converted paper product manufacturing | 322299 | #REF!
Ceiling Insulation | structure | Generic Blown Cellulose R-60 | ft2 | 1.75 | All other converted paper product manufacturing | 322299 | #REF!
Ceiling Insulation | structure | Generic Fiberglass Batt R-30 | ft2 | 1.47 | Mineral Wool Manufacturing | 327993 | #REF!
Ceiling Insulation | structure | Generic Fiberglass Batt R-30 | ft2 | 1.25 | Mineral Wool Manufacturing | 327993 | #REF!
Ceiling Insulation | structure | Generic Fiberglass Batt R-38 | ft2 | 1.65 | Mineral Wool Manufacturing | 327993 | #REF!
Ceiling Insulation | structure | Generic Fiberglass Batt R-38 | ft2 | 1.6 | Mineral Wool Manufacturing | 327993 | #REF!
Ceiling Insulation | structure | Generic Fiberglass Batt R-49 | ft2 | 2.37 | Mineral Wool Manufacturing | 327993 | #REF!
Ceiling Insulation | structure | Generic Fiberglass Batt R-60 | ft2 | 2.94 | Mineral Wool Manufacturing | 327993 | #REF!
Ceiling Insulation | structure | Generic Fiberglass Batt R-60 | ft2 | 2.5 | Mineral Wool Manufacturing | 327993 | #REF!
Ceiling Insulation | structure | Generic Blown Fiberglass R-30 | ft2 | 0.94 | Mineral Wool Manufacturing | 327993 | #REF!
Ceiling Insulation | structure | Generic Blown Fiberglass R-38 | ft2 | 1.17 | Mineral Wool Manufacturing | 327993 | #REF!
Ceiling Insulation | structure | Generic Blown Fiberglass R-49 | ft2 | 1.62 | Mineral Wool Manufacturing | 327993 | #REF!
Ceiling Insulation | structure | Generic Blown Fiberglass R-60 | ft2 | 1.87 | Mineral Wool Manufacturing | 327993 | #REF!
Ceiling Insulation | structure | Average Blown Mineral Wool R-30 | ft2 | 1.34 | Mineral Wool Manufacturing | 327993 | #REF!
Ceiling Insulation | structure | Average Blown Mineral Wool R-38 | ft2 | 1.69 | Mineral Wool Manufacturing | 327993 | #REF!
Ceiling Insulation | structure | Average Blown Mineral Wool R-49 | ft2 | 2.19 | Mineral Wool Manufacturing | 327993 | #REF!
Ceiling Insulation | structure | Average Blown Mineral Wool R-60 | ft2 | 2.68 | Mineral Wool Manufacturing | 327993 | #REF!
Roof Cover Underlayment | structure | 1 layer felt underlay | ft2 | 0.08 | Finished and coated fabric | 313300 | #REF!
Roof Cover Underlayment | structure | 1 layer felt underlay | ft2 | 0.08 | Finished and coated fabric | 313300 | #REF!
Roof Cover Underlayment | structure | 1 layer felt underlay | ft2 | 0.08 | Finished and coated fabric | 313300 | #REF!
Roof Cover Underlayment | structure | 2 layer felt underlay | ft2 | 0.16 | Finished and coated fabric | 313300 | #REF!
Roof Cover Underlayment | structure | 2 layer felt underlay | ft2 | 0.16 | Finished and coated fabric | 313300 | #REF!
Roof Cover Underlayment | structure | 2 layer felt underlay | ft2 | 0.16 | Finished and coated fabric | 313300 | #REF!
Roof Cover Underlayment | structure | fiberglass-felt underlay | ft2 | 0.25 | Finished and coated fabric | 313300 | #REF!
Roof Cover Underlayment | structure | fiberglass-felt underlay | ft2 | 0.24 | Finished and coated fabric | 313300 | #REF!
Roof Cover Underlayment | structure | synthetic underlay | ft2 | 0.06 | Synthetic rubber and artificial and synthetic fibers and filaments manufacturing | 3252A0 | #REF!
Roof Cover Underlayment | structure | synthetic underlay | ft2 | 0.07 | Synthetic rubber and artificial and synthetic fibers and filaments manufacturing | 3252A0 | #REF!
Roof Cover Underlayment | structure | synthetic underlay | ft2 | 0.1 | Synthetic rubber and artificial and synthetic fibers and filaments manufacturing | 3252A0 | #REF!
Roof Cover | structure | Asphalt Shingles | ft2 | 1.15 | Asphalt Shingles | 324122 | #REF!
Roof Cover | structure | Asphalt Shingles | ft2 | 1.07 | Asphalt Shingles | 324122 | #REF!
Roof Cover | structure | Asphalt Shingles | ft2 | 2.24 | Asphalt Shingles | 324122 | #REF!
Roof Cover | structure | Asphalt Shingles | ft2 | 1.21 | Asphalt Shingles | 324122 | #REF!
Roof Cover | structure | Clay Tiles | ft2 | 8.35 | Clay and ceramic products | 327100 | #REF!
Roof Cover | structure | Clay Tiles | ft2 | 11.8 | Clay and ceramic products | 327100 | #REF!
Roof Cover | structure | Clay Tiles | ft2 | 15.25 | Clay and ceramic products | 327100 | #REF!
Roof Cover | structure | Metal Roofing | ft2 | 2.24 | Ornamental and architectural metal products manufacturing | 332320 | #REF!
Roof Cover | structure | Metal Roofing | ft2 | 1.8 | Ornamental and architectural metal products manufacturing | 332320 | #REF!
Roof Cover | structure | Metal Roofing | ft2 | 2.8 | Ornamental and architectural metal products manufacturing | 332320 | #REF!
Roof Cover | structure | Metal Roofing | ft2 | 2.18 | Ornamental and architectural metal products manufacturing | 332320 | #REF!
Roof Cover and underlayment combined | structure | Asphalt Shingles & 1 layer felt underlay | ft2 | 0 | Asphalt Shingles | 324122 | #REF!
Roof Cover and underlayment combined | structure | Asphalt Shingles & 2 layers felt underlay | ft2 | 0 | Asphalt Shingles | 324122 | #REF!
Roof Cover and underlayment combined | structure | Asphalt Shingles & fiberglass-felt underlay | ft2 | 0 | Asphalt Shingles | 324122 | #REF!
Roof Cover and underlayment combined | structure | Asphalt Shingles & synthetic underlay | ft2 | 0 | Asphalt Shingles | 324122 | #REF!
Roof Cover and underlayment combined | structure | Clay Tiles & 1 layer felt underlay | ft2 | 0 | Clay and ceramic products | 327100 | #REF!
Roof Cover and underlayment combined | structure | Clay Tiles & 2 layers felt underlay | ft2 | 0 | Clay and ceramic products | 327100 | #REF!
Roof Cover and underlayment combined | structure | Clay Tiles & fiberglass-felt underlay | ft2 | 0 | Clay and ceramic products | 327100 | #REF!
Roof Cover and underlayment combined | structure | Clay Tiles & synthetic underlay | ft2 | 0 | Clay and ceramic products | 327100 | #REF!
Roof Sheathing | structure | 3/8" OSB | ft2 | 0.86062 | Veneer, plywood, and engineered wood product manufacturing | 321200 | #REF!
Roof Sheathing | structure | 3/8" OSB | ft2 | 0.98438 | Veneer, plywood, and engineered wood product manufacturing | 321200 | #REF!
Roof Sheathing | structure | 3/8" OSB | ft2 | 1.2919 | Veneer, plywood, and engineered wood product manufacturing | 321200 | #REF!
Roof Sheathing | structure | 3/8" OSB | ft2 | 1.7944 | Veneer, plywood, and engineered wood product manufacturing | 321200 | #REF!
Roof Sheathing | structure | 3/8" Plywood | ft2 | 1.2094 | Veneer, plywood, and engineered wood product manufacturing | 321200 | #REF!
Roof Sheathing | structure | 3/8" Plywood | ft2 | 1.5588 | Veneer, plywood, and engineered wood product manufacturing | 321200 | #REF!
Roof Sheathing | structure | 3/8" Plywood | ft2 | 1.2031 | Veneer, plywood, and engineered wood product manufacturing | 321200 | #REF!
Roof Sheathing | structure | 3/8" Plywood | ft2 | 1.6031 | Veneer, plywood, and engineered wood product manufacturing | 321200 | #REF!
Roof Sheathing | structure | 3/8" Plywood | ft2 | 1.6562 | Veneer, plywood, and engineered wood product manufacturing | 321200 | #REF!
Roof Sheathing | structure | 3/8" Plywood | ft2 | 1.6744 | Veneer, plywood, and engineered wood product manufacturing | 321200 | #REF!
Facade | structure | Generic Brick & Mortar | ft2 | 3 | Clay and ceramic products | 327100 | #REF!
Facade | structure | Generic Brick & Mortar | ft2 | 5 | Clay and ceramic products | 327100 | #REF!
Facade | structure | Generic Brick & Mortar | ft2 | 10 | Clay and ceramic products | 327100 | #REF!
Facade | structure | Generic Aluminum Siding | ft2 | 1.89 | Ornamental and architectural metal products manufacturing | 332320 | #REF!
Facade | structure | Generic Aluminum Siding | ft2 | 1.59 | Ornamental and architectural metal products manufacturing | 332320 | #REF!
Facade | structure | Generic Aluminum Siding | ft2 | 2.02 | Ornamental and architectural metal products manufacturing | 332320 | #REF!
Facade | structure | Average Vinyl Siding | ft2 | 0.896 | Other plastics product manufacturing | 326190 | #REF!
Facade | structure | Average Vinyl Siding | ft2 | 5.92 | Other plastics product manufacturing | 326190 | #REF!
Facade | structure | Average Vinyl Siding | ft2 | 0.896 | Other plastics product manufacturing | 326190 | #REF!
Facade | structure | Average Insulated Vinyl Siding | ft2 | 2 | Other plastics product manufacturing | 326190 | #REF!
Facade | structure | Average Insulated Vinyl Siding | ft2 | 4.5 | Other plastics product manufacturing | 326190 | #REF!
Facade | structure | Average Insulated Vinyl Siding | ft2 | 7 | Other plastics product manufacturing | 326190 | #REF!
Facade | structure | Generic Cedar Siding | ft2 | 4.28 | Plywood and veneer | 321200 | #REF!
Facade | structure | Generic Cedar Siding | ft2 | 3.16 | Plywood and veneer | 321200 | #REF!
Facade | structure | Generic Cedar Siding | ft2 | 9.72 | Plywood and veneer | 321200 | #REF!
Facade | structure | Generic Stucco Traditional (Residential) | ft2 | 0.55 | Other nonmetallic mineral products | 327999 | #REF!
Facade | structure | Generic Stucco Traditional (Residential) | ft2 | 0.565 | Other nonmetallic mineral products | 327999 | #REF!
Facade | structure | Generic Stucco Traditional (Residential) | ft2 | 0.58 | Other nonmetallic mineral products | 327999 | #REF!
Facade | structure | Average Polypropylene Siding | ft2 | 4.0925 | Other plastics product manufacturing | 326190 | #REF!
Facade | structure | Average Polypropylene Siding | ft2 | 3.9286 | Other plastics product manufacturing | 326190 | #REF!
Facade | structure | Average Polypropylene Siding | ft2 | 3.8217 | Other plastics product manufacturing | 326190 | #REF!
Exterior Wall Sheathing | structure | 3/8" OSB | ft2 | 0.86062 | Veneer, plywood, and engineered wood product manufacturing | 321200 | #REF!
Exterior Wall Sheathing | structure | 3/8" OSB | ft2 | 0.98438 | Veneer, plywood, and engineered wood product manufacturing | 321200 | #REF!
Exterior Wall Sheathing | structure | 3/8" OSB | ft2 | 1.2919 | Veneer, plywood, and engineered wood product manufacturing | 321200 | #REF!
Exterior Wall Sheathing | structure | 3/8" OSB | ft2 | 1.7944 | Veneer, plywood, and engineered wood product manufacturing | 321200 | #REF!
Exterior Wall Sheathing | structure | 3/8" Plywood | ft2 | 1.2094 | Veneer, plywood, and engineered wood product manufacturing | 321200 | #REF!
Exterior Wall Sheathing | structure | 3/8" Plywood | ft2 | 1.5588 | Veneer, plywood, and engineered wood product manufacturing | 321200 | #REF!
Exterior Wall Sheathing | structure | 3/8" Plywood | ft2 | 1.2031 | Veneer, plywood, and engineered wood product manufacturing | 321200 | #REF!
Exterior Wall Sheathing | structure | 3/8" Plywood | ft2 | 1.6031 | Veneer, plywood, and engineered wood product manufacturing | 321200 | #REF!
Exterior Wall Sheathing | structure | 3/8" Plywood | ft2 | 1.6562 | Veneer, plywood, and engineered wood product manufacturing | 321200 | #REF!
Exterior Wall Sheathing | structure | 3/8" Plywood | ft2 | 1.6744 | Veneer, plywood, and engineered wood product manufacturing | 321200 | #REF!
Bookcase | contents | [5 empty] | #REF!
Books | contents | [5 empty] | #REF!
Entertainment Center | contents | [5 empty] | #REF!
Couch/Sofa | contents | [5 empty] | #REF!
Coffee Table/End Table | contents | [5 empty] | #REF!
Lamps | contents | [5 empty] | #REF!
Blinds | contents | [5 empty] | #REF!
Curtains/Drapes | contents | [5 empty] | #REF!
A/V equipment | contents | [5 empty] | #REF!
Television | contents | [5 empty] | #REF!
Dinner Table | contents | [5 empty] | #REF!
Dinner Chair | contents | [5 empty] | #REF!
China Cabinet/Buffet | contents | [5 empty] | #REF!
Small Kitchen Appliances | contents | [5 empty] | #REF!
Bed Frame | contents | [5 empty] | #REF!
Box Spring and Mattress | contents | [5 empty] | #REF!
Bedding | contents | [5 empty] | #REF!
Chest of Drawers/Dresser | contents | [5 empty] | #REF!
Night stand | contents | [5 empty] | #REF!
Bedroom Television | contents | [5 empty] | #REF!
Desk | contents | [5 empty] | #REF!
Computer | contents | [5 empty] | #REF!
Clothing | contents | [5 empty] | #REF!
Towels/Linens | contents | [5 empty] | #REF!

## useeio_results
component | type | product | functional_unit | unit_cost | industry | naics_code | kg_co2 | Greenhouse Gases | Acidification Potential | Eutrophication Potential | Freshwater Ecotoxicity Potential | Human Health - Cancer | Human Health - Noncancer | Human Health Toxicity | Human Health - Respiratory Effects | Ozone Depletion | Smog Formation Potential
Underfloor Insulation | structure | Generic Blown Cellulose R-30 | ft2 | 0.53 | All other converted paper product manufacturing | 322299/US | 0.35876 | 0.35876 | 0.00088241 | 0.00024708 | 0.084229 | 3.2912e-10 | 4.2051e-09 | 4.5342e-09 | 0.00022799 | 1.0756e-07 | 0.013045
Underfloor Insulation | structure | Generic Blown Cellulose R-38 | ft2 | 0.74 | All other converted paper product manufacturing | 322299/US | 0.50091 | 0.50091 | 0.001232 | 0.00034498 | 0.1176 | 4.5953e-10 | 5.8713e-09 | 6.3308e-09 | 0.00031833 | 1.5017e-07 | 0.018213
Underfloor Insulation | structure | Generic Blown Cellulose R-49 | ft2 | 1.02 | All other converted paper product manufacturing | 322299/US | 0.69045 | 0.69045 | 0.0016982 | 0.00047551 | 0.1621 | 6.3341e-10 | 8.0928e-09 | 8.7262e-09 | 0.00043878 | 2.07e-07 | 0.025105
Underfloor Insulation | structure | Generic Blown Cellulose R-60 | ft2 | 1.31 | All other converted paper product manufacturing | 322299/US | 0.88675 | 0.88675 | 0.002181 | 0.0006107 | 0.20819 | 8.135e-10 | 1.0394e-08 | 1.1207e-08 | 0.00056353 | 2.6585e-07 | 0.032242
Underfloor Insulation | structure | Generic Blown Cellulose R-30 | ft2 | 0.85 | All other converted paper product manufacturing | 322299/US | 0.57537 | 0.57537 | 0.0014152 | 0.00039626 | 0.13508 | 5.2784e-10 | 6.744e-09 | 7.2719e-09 | 0.00036565 | 1.725e-07 | 0.02092
Underfloor Insulation | structure | Generic Blown Cellulose R-38 | ft2 | 1.1 | All other converted paper product manufacturing | 322299/US | 0.7446 | 0.7446 | 0.0018314 | 0.00051281 | 0.17481 | 6.8309e-10 | 8.7276e-09 | 9.4106e-09 | 0.00047319 | 2.2323e-07 | 0.027074
Underfloor Insulation | structure | Generic Blown Cellulose R-49 | ft2 | 1.42 | All other converted paper product manufacturing | 322299/US | 0.96121 | 0.96121 | 0.0023642 | 0.00066198 | 0.22567 | 8.8181e-10 | 1.1266e-08 | 1.2148e-08 | 0.00061085 | 2.8817e-07 | 0.034949
Underfloor Insulation | structure | Generic Blown Cellulose R-60 | ft2 | 1.75 | All other converted paper product manufacturing | 322299/US | 1.1846 | 1.1846 | 0.0029136 | 0.00081583 | 0.27811 | 1.0867e-09 | 1.3885e-08 | 1.4971e-08 | 0.00075281 | 3.5514e-07 | 0.043072
Underfloor Insulation | structure | Generic Fiberglass Batt R-30 | ft2 | 1.47 | Mineral Wool Manufacturing | 327993/US | 1.1272 | 1.1272 | 0.0027969 | 0.0005929 | 0.14744 | 1.1746e-09 | 8.3026e-09 | 9.4772e-09 | 0.0011934 | 1.7817e-07 | 0.030117
Underfloor Insulation | structure | Generic Fiberglass Batt R-30 | ft2 | 1.25 | Mineral Wool Manufacturing | 327993/US | 0.9585 | 0.9585 | 0.0023783 | 0.00050417 | 0.12538 | 9.9883e-10 | 7.06e-09 | 8.0589e-09 | 0.0010148 | 1.5151e-07 | 0.02561
Underfloor Insulation | structure | Generic Fiberglass Batt R-38 | ft2 | 1.65 | Mineral Wool Manufacturing | 327993/US | 1.2652 | 1.2652 | 0.0031394 | 0.0006655 | 0.1655 | 1.3185e-09 | 9.3193e-09 | 1.0638e-08 | 0.0013395 | 1.9999e-07 | 0.033805
Underfloor Insulation | structure | Generic Fiberglass Batt R-38 | ft2 | 1.6 | Mineral Wool Manufacturing | 327993/US | 1.2269 | 1.2269 | 0.0030443 | 0.00064534 | 0.16048 | 1.2785e-09 | 9.0368e-09 | 1.0315e-08 | 0.001299 | 1.9393e-07 | 0.032781
Underfloor Insulation | structure | Generic Fiberglass Batt R-49 | ft2 | 2.37 | Mineral Wool Manufacturing | 327993/US | 1.8173 | 1.8173 | 0.0045093 | 0.00095591 | 0.23772 | 1.8938e-09 | 1.3386e-08 | 1.528e-08 | 0.0019241 | 2.8726e-07 | 0.048556
Underfloor Insulation | structure | Generic Fiberglass Batt R-60 | ft2 | 2.94 | Mineral Wool Manufacturing | 327993/US | 2.2544 | 2.2544 | 0.0055938 | 0.0011858 | 0.29489 | 2.3492e-09 | 1.6605e-08 | 1.8954e-08 | 0.0023868 | 3.5635e-07 | 0.060235
Underfloor Insulation | structure | Generic Fiberglass Batt R-60 | ft2 | 2.5 | Mineral Wool Manufacturing | 327993/US | 1.917 | 1.917 | 0.0047567 | 0.0010083 | 0.25076 | 1.9977e-09 | 1.412e-08 | 1.6118e-08 | 0.0020296 | 3.0302e-07 | 0.05122
Underfloor Insulation | structure | Generic Blown Fiberglass R-30 | ft2 | 0.94 | Mineral Wool Manufacturing | 327993/US | 0.72079 | 0.72079 | 0.0017885 | 0.00037914 | 0.094284 | 7.5112e-10 | 5.3091e-09 | 6.0603e-09 | 0.00076314 | 1.1393e-07 | 0.019259
Underfloor Insulation | structure | Generic Blown Fiberglass R-38 | ft2 | 1.17 | Mineral Wool Manufacturing | 327993/US | 0.89716 | 0.89716 | 0.0022261 | 0.0004719 | 0.11735 | 9.3491e-10 | 6.6082e-09 | 7.5431e-09 | 0.00094986 | 1.4181e-07 | 0.023971
Underfloor Insulation | structure | Generic Blown Fiberglass R-49 | ft2 | 1.62 | Mineral Wool Manufacturing | 327993/US | 1.2422 | 1.2422 | 0.0030823 | 0.0006534 | 0.16249 | 1.2945e-09 | 9.1498e-09 | 1.0444e-08 | 0.0013152 | 1.9635e-07 | 0.033191
Underfloor Insulation | structure | Generic Blown Fiberglass R-60 | ft2 | 1.87 | Mineral Wool Manufacturing | 327993/US | 1.4339 | 1.4339 | 0.003558 | 0.00075424 | 0.18757 | 1.4943e-09 | 1.0562e-08 | 1.2056e-08 | 0.0015182 | 2.2666e-07 | 0.038313
Underfloor Insulation | structure | Average Blown Mineral Wool R-30 | ft2 | 1.34 | Mineral Wool Manufacturing | 327993/US | 1.0275 | 1.0275 | 0.0025496 | 0.00054047 | 0.13441 | 1.0707e-09 | 7.5684e-09 | 8.6391e-09 | 0.0010879 | 1.6242e-07 | 0.027454
Underfloor Insulation | structure | Average Blown Mineral Wool R-38 | ft2 | 1.69 | Mineral Wool Manufacturing | 327993/US | 1.2959 | 1.2959 | 0.0032155 | 0.00068164 | 0.16951 | 1.3504e-09 | 9.5452e-09 | 1.0896e-08 | 0.001372 | 2.0484e-07 | 0.034625
Underfloor Insulation | structure | Average Blown Mineral Wool R-49 | ft2 | 2.19 | Mineral Wool Manufacturing | 327993/US | 1.6793 | 1.6793 | 0.0041668 | 0.00088331 | 0.21966 | 1.75e-09 | 1.2369e-08 | 1.4119e-08 | 0.0017779 | 2.6544e-07 | 0.044869
Underfloor Insulation | structure | Average Blown Mineral Wool R-60 | ft2 | 2.68 | Mineral Wool Manufacturing | 327993/US | 2.055 | 2.055 | 0.0050992 | 0.0010809 | 0.26881 | 2.1415e-09 | 1.5137e-08 | 1.7278e-08 | 0.0021758 | 3.2483e-07 | 0.054908
Underfloor Insulation | structure | Polystyrene Foam Board R-5 | ft2 | 0.92 | Polystyrene foam products | 326140/US | 0.84871 | 0.84871 | 0.0010974 | 0.0006083 | 0.26924 | 2.2495e-10 | 4.5274e-09 | 4.7524e-09 | 0.00027372 | 3.9419e-07 | 0.020888
Underfloor Insulation | structure | Polystyrene Foam Board R-10 | ft2 | 1.35 | Polystyrene foam products | 326140/US | 1.2454 | 1.2454 | 0.0016103 | 0.00089261 | 0.39509 | 3.3008e-10 | 6.6435e-09 | 6.9736e-09 | 0.00040166 | 5.7844e-07 | 0.030651
Underfloor Insulation | structure | Polyurethane Foam Board R-13.1 | ft2 | 1.48 | Urethane and other foam products | 326150/US | 1.2674 | 1.2674 | 0.0016669 | 0.00096162 | 0.37697 | 3.6306e-10 | 1.0551e-08 | 1.0914e-08 | 0.00042508 | 5.2785e-07 | 0.027074
Underfloor Ductwork | structure | flexible duct, aluminium/PET, DN of 125 | ft | 2.08 | Aluminum product manufacturing from purchased aluminum | 33131B/US | 2.0207 | 2.0207 | 0.0025189 | 0.00056554 | 0.2197 | 5.4307e-10 | 2.6356e-08 | 2.6899e-08 | 0.00066615 | 1.3877e-07 | 0.035275
Underfloor Ductwork | structure | flexible duct, aluminium/PET, DN of 125 | ft | 2.21 | Aluminum product manufacturing from purchased aluminum | 33131B/US | 2.147 | 2.147 | 0.0026763 | 0.00060089 | 0.23343 | 5.7701e-10 | 2.8004e-08 | 2.8581e-08 | 0.00070779 | 1.4744e-07 | 0.03748
Underfloor Ductwork | structure | flexible duct, aluminium/PET, DN of 125 | ft | 2.08 | Aluminum product manufacturing from purchased aluminum | 33131B/US | 2.0207 | 2.0207 | 0.0025189 | 0.00056554 | 0.2197 | 5.4307e-10 | 2.6356e-08 | 2.6899e-08 | 0.00066615 | 1.3877e-07 | 0.035275
Underfloor Ductwork | structure | ventilation duct, steel, 100x50 mm | ft | 3.2 | Steel product manufacturing from purchased steel | 331200/US | 2.3756 | 2.3756 | 0.003325 | 0.00071346 | 0.45745 | 1.2536e-09 | 1.1892e-07 | 1.2017e-07 | 0.0009203 | 2.8949e-07 | 0.052176
Underfloor Ductwork | structure | ventilation duct, steel, 100x50 mm | ft | 2.5633 | Steel product manufacturing from purchased steel | 331200/US | 1.9029 | 1.9029 | 0.0026635 | 0.00057151 | 0.36644 | 1.0042e-09 | 9.5257e-08 | 9.6261e-08 | 0.0007372 | 2.319e-07 | 0.041795
Heating/Cooling Unit or HVAC | structure | heat pump - 36,000 btu | ea | 1843 | Air conditioning, refrigeration, and warm air heating equipment manufacturing | 333415/US | 1308.9738 | 1308.9738 | 0.80938 | 0.24162 | 123.1936 | 2.2997e-07 | 9.7079e-06 | 9.9379e-06 | 0.20133 | 0.00010772 | 12.4518
Heating/Cooling Unit or HVAC | structure | natural gas furnace - 88,000 btu | ea | 1776 | Air conditioning, refrigeration, and warm air heating equipment manufacturing | 333415/US | 1261.3876 | 1261.3876 | 0.77996 | 0.23283 | 118.7151 | 2.2161e-07 | 9.355e-06 | 9.5766e-06 | 0.19401 | 0.0001038 | 11.9992
Heating/Cooling Unit or HVAC | structure | natural gas furnace - 110,000 btu | ea | 3583 | Air conditioning, refrigeration, and warm air heating equipment manufacturing | 333415/US | 2544.7927 | 2544.7927 | 1.5735 | 0.46973 | 239.5023 | 4.4709e-07 | 1.8873e-05 | 1.932e-05 | 0.39141 | 0.00020942 | 24.2078
Heating/Cooling Unit or HVAC | structure | natural gas furnace - 66,000 btu | ea | 2576 | Air conditioning, refrigeration, and warm air heating equipment manufacturing | 333415/US | 1829.5803 | 1829.5803 | 1.1313 | 0.33771 | 172.1903 | 3.2143e-07 | 1.3569e-05 | 1.389e-05 | 0.28141 | 0.00015056 | 17.4042
Heating/Cooling Unit or HVAC | structure | natural gas furnace - 44,000 btu | ea | 1647 | Air conditioning, refrigeration, and warm air heating equipment manufacturing | 333415/US | 1169.7666 | 1169.7666 | 0.72331 | 0.21592 | 110.0922 | 2.0551e-07 | 8.6755e-06 | 8.881e-06 | 0.17992 | 9.6265e-05 | 11.1276
Heating/Cooling Unit or HVAC | structure | electric furnace - 68,242 btu | ea | 1952 | Air conditioning, refrigeration, and warm air heating equipment manufacturing | 333415/US | 1386.39 | 1386.39 | 0.85725 | 0.2559 | 130.4796 | 2.4357e-07 | 1.0282e-05 | 1.0526e-05 | 0.21324 | 0.00011409 | 13.1883
Heating/Cooling Unit or HVAC | structure | electric furnace - 51,182 btu | ea | 1727 | Air conditioning, refrigeration, and warm air heating equipment manufacturing | 333415/US | 1226.5858 | 1226.5858 | 0.75844 | 0.22641 | 115.4397 | 2.155e-07 | 9.0969e-06 | 9.3124e-06 | 0.18866 | 0.00010094 | 11.6681
Heating/Cooling Unit or HVAC | structure | electric furnace - 40,878 btu | ea | 1677 | Air conditioning, refrigeration, and warm air heating equipment manufacturing | 333415/US | 1191.0738 | 1191.0738 | 0.73648 | 0.21985 | 112.0975 | 2.0926e-07 | 8.8335e-06 | 9.0428e-06 | 0.1832 | 9.8019e-05 | 11.3303
Heating/Cooling Unit or HVAC | structure | electric furnace - 34,121 btu | ea | 1630 | Air conditioning, refrigeration, and warm air heating equipment manufacturing | 333415/US | 1157.6925 | 1157.6925 | 0.71584 | 0.21369 | 108.9558 | 2.0339e-07 | 8.586e-06 | 8.7894e-06 | 0.17806 | 9.5271e-05 | 11.0127
Heating/Cooling Unit or HVAC | structure | oil furnace - 84,000 - 140,000 btu | ea | 3724 | Air conditioning, refrigeration, and warm air heating equipment manufacturing | 333415/US | 2644.9367 | 2644.9367 | 1.6355 | 0.48821 | 248.9273 | 4.6468e-07 | 1.9616e-05 | 2.0081e-05 | 0.40681 | 0.00021766 | 25.1604
Heating/Cooling Unit or HVAC | structure | oil furnace - 70,000 - 106,250 btu | ea | 2885 | Air conditioning, refrigeration, and warm air heating equipment manufacturing | 333415/US | 2049.0447 | 2049.0447 | 1.267 | 0.37822 | 192.8451 | 3.5999e-07 | 1.5197e-05 | 1.5557e-05 | 0.31516 | 0.00016862 | 19.4919
Heating/Cooling Unit or HVAC | structure | oil furnace - 119,000 - 156,250 btu | ea | 3087 | Air conditioning, refrigeration, and warm air heating equipment manufacturing | 333415/US | 2192.5133 | 2192.5133 | 1.3557 | 0.4047 | 206.3476 | 3.852e-07 | 1.6261e-05 | 1.6646e-05 | 0.33723 | 0.00018043 | 20.8566
Wood Subfloor | structure | 3/8" OSB | ft2 | 0.86062 | Veneer, plywood, and engineered wood product manufacturing | 321200/US | 0.52694 | 0.52694 | 0.0013166 | 0.00033064 | 0.19857 | 7.2347e-10 | 9.6203e-09 | 1.0344e-08 | 0.00066998 | 2.1824e-07 | 0.025393
Wood Subfloor | structure | 3/8" OSB | ft2 | 0.98438 | Veneer, plywood, and engineered wood product manufacturing | 321200/US | 0.60271 | 0.60271 | 0.0015059 | 0.00037818 | 0.22713 | 8.275e-10 | 1.1004e-08 | 1.1831e-08 | 0.00076632 | 2.4962e-07 | 0.029044
Wood Subfloor | structure | 3/8" OSB | ft2 | 1.2919 | Veneer, plywood, and engineered wood product manufacturing | 321200/US | 0.79098 | 0.79098 | 0.0019763 | 0.00049632 | 0.29808 | 1.086e-09 | 1.4441e-08 | 1.5527e-08 | 0.0010057 | 3.276e-07 | 0.038117
Wood Subfloor | structure | 3/8" OSB | ft2 | 1.7944 | Veneer, plywood, and engineered wood product manufacturing | 321200/US | 1.0987 | 1.0987 | 0.002745 | 0.00068938 | 0.41402 | 1.5084e-09 | 2.0058e-08 | 2.1566e-08 | 0.0013969 | 4.5503e-07 | 0.052943
Wood Subfloor | structure | 3/8" Plywood | ft2 | 1.2094 | Veneer, plywood, and engineered wood product manufacturing | 321200/US | 0.74047 | 0.74047 | 0.0018501 | 0.00046463 | 0.27904 | 1.0166e-09 | 1.3519e-08 | 1.4535e-08 | 0.00094147 | 3.0668e-07 | 0.035682
Wood Subfloor | structure | 3/8" Plywood | ft2 | 1.5588 | Veneer, plywood, and engineered wood product manufacturing | 321200/US | 0.95438 | 0.95438 | 0.0023845 | 0.00059885 | 0.35966 | 1.3103e-09 | 1.7424e-08 | 1.8735e-08 | 0.0012135 | 3.9528e-07 | 0.045991
Wood Subfloor | structure | 3/8" Plywood | ft2 | 1.2031 | Veneer, plywood, and engineered wood product manufacturing | 321200/US | 0.73664 | 0.73664 | 0.0018405 | 0.00046223 | 0.2776 | 1.0114e-09 | 1.3449e-08 | 1.446e-08 | 0.00093661 | 3.051e-07 | 0.035498
Wood Subfloor | structure | 3/8" Plywood | ft2 | 1.6031 | Veneer, plywood, and engineered wood product manufacturing | 321200/US | 0.98155 | 0.98155 | 0.0024524 | 0.0006159 | 0.36989 | 1.3476e-09 | 1.792e-08 | 1.9268e-08 | 0.001248 | 4.0653e-07 | 0.0473
Wood Subfloor | structure | 3/8" Plywood | ft2 | 1.6562 | Veneer, plywood, and engineered wood product manufacturing | 321200/US | 1.0141 | 1.0141 | 0.0025337 | 0.00063631 | 0.38215 | 1.3923e-09 | 1.8514e-08 | 1.9906e-08 | 0.0012894 | 4.2e-07 | 0.048867
Wood Subfloor | structure | 3/8" Plywood | ft2 | 1.6744 | Veneer, plywood, and engineered wood product manufacturing | 321200/US | 1.0252 | 1.0252 | 0.0025614 | 0.00064327 | 0.38633 | 1.4075e-09 | 1.8717e-08 | 2.0124e-08 | 0.0013035 | 4.246e-07 | 0.049402
Finished Floor Underlayment | structure | 3/8" OSB | ft2 | 0.86062 | Veneer, plywood, and engineered wood product manufacturing | 321200/US | 0.52694 | 0.52694 | 0.0013166 | 0.00033064 | 0.19857 | 7.2347e-10 | 9.6203e-09 | 1.0344e-08 | 0.00066998 | 2.1824e-07 | 0.025393
Finished Floor Underlayment | structure | 3/8" OSB | ft2 | 0.98438 | Veneer, plywood, and engineered wood product manufacturing | 321200/US | 0.60271 | 0.60271 | 0.0015059 | 0.00037818 | 0.22713 | 8.275e-10 | 1.1004e-08 | 1.1831e-08 | 0.00076632 | 2.4962e-07 | 0.029044
Finished Floor Underlayment | structure | 3/8" OSB | ft2 | 1.2919 | Veneer, plywood, and engineered wood product manufacturing | 321200/US | 0.79098 | 0.79098 | 0.0019763 | 0.00049632 | 0.29808 | 1.086e-09 | 1.4441e-08 | 1.5527e-08 | 0.0010057 | 3.276e-07 | 0.038117
Finished Floor Underlayment | structure | 3/8" OSB | ft2 | 1.7944 | Veneer, plywood, and engineered wood product manufacturing | 321200/US | 1.0987 | 1.0987 | 0.002745 | 0.00068938 | 0.41402 | 1.5084e-09 | 2.0058e-08 | 2.1566e-08 | 0.0013969 | 4.5503e-07 | 0.052943
Finished Floor Underlayment | structure | 3/8" Plywood | ft2 | 1.2094 | Veneer, plywood, and engineered wood product manufacturing | 321200/US | 0.74047 | 0.74047 | 0.0018501 | 0.00046463 | 0.27904 | 1.0166e-09 | 1.3519e-08 | 1.4535e-08 | 0.00094147 | 3.0668e-07 | 0.035682
Finished Floor Underlayment | structure | 3/8" Plywood | ft2 | 1.5588 | Veneer, plywood, and engineered wood product manufacturing | 321200/US | 0.95438 | 0.95438 | 0.0023845 | 0.00059885 | 0.35966 | 1.3103e-09 | 1.7424e-08 | 1.8735e-08 | 0.0012135 | 3.9528e-07 | 0.045991
Finished Floor Underlayment | structure | 3/8" Plywood | ft2 | 1.2031 | Veneer, plywood, and engineered wood product manufacturing | 321200/US | 0.73664 | 0.73664 | 0.0018405 | 0.00046223 | 0.2776 | 1.0114e-09 | 1.3449e-08 | 1.446e-08 | 0.00093661 | 3.051e-07 | 0.035498
Finished Floor Underlayment | structure | 3/8" Plywood | ft2 | 1.6031 | Veneer, plywood, and engineered wood product manufacturing | 321200/US | 0.98155 | 0.98155 | 0.0024524 | 0.0006159 | 0.36989 | 1.3476e-09 | 1.792e-08 | 1.9268e-08 | 0.001248 | 4.0653e-07 | 0.0473
Finished Floor Underlayment | structure | 3/8" Plywood | ft2 | 1.6562 | Veneer, plywood, and engineered wood product manufacturing | 321200/US | 1.0141 | 1.0141 | 0.0025337 | 0.00063631 | 0.38215 | 1.3923e-09 | 1.8514e-08 | 1.9906e-08 | 0.0012894 | 4.2e-07 | 0.048867
Finished Floor Underlayment | structure | 3/8" Plywood | ft2 | 1.6744 | Veneer, plywood, and engineered wood product manufacturing | 321200/US | 1.0252 | 1.0252 | 0.0025614 | 0.00064327 | 0.38633 | 1.4075e-09 | 1.8717e-08 | 2.0124e-08 | 0.0013035 | 4.246e-07 | 0.049402
Finished Floor Underlayment | structure | 1/8" Wood Fiber Underlayment | ft2 | 0.41715 | Other wood product manufacturing | 3219A0/US | 0.17712 | 0.17712 | 0.00038834 | 0.00010219 | 0.071294 | 1.2106e-10 | 2.7528e-09 | 2.8739e-09 | 0.00014092 | 4.2338e-08 | 0.0066242
Finished Floor Underlayment | structure | 1/8" Wood Fiber Underlayment | ft2 | 0.53333 | Other wood product manufacturing | 3219A0/US | 0.22645 | 0.22645 | 0.0004965 | 0.00013065 | 0.091151 | 1.5478e-10 | 3.5195e-09 | 3.6743e-09 | 0.00018016 | 5.4129e-08 | 0.0084692
Finished Floor Underlayment | structure | 1/4" Wood Fiber Underlayment | ft2 | 0.86134 | Other wood product manufacturing | 3219A0/US | 0.36572 | 0.36572 | 0.00080186 | 0.00021101 | 0.14721 | 2.4997e-10 | 5.6841e-09 | 5.9341e-09 | 0.00029097 | 8.742e-08 | 0.013678
Finished Floor | structure | Average Hardwood | ft2 | 6.99 | Wooden windows, door, and flooring | 321910/US | 2.725 | 2.725 | 0.0060897 | 0.0016615 | 0.96931 | 1.8697e-09 | 4.2108e-08 | 4.3978e-08 | 0.0025694 | 7.1056e-07 | 0.10894
Finished Floor | structure | Average Hardwood | ft2 | 5.99 | Wooden windows, door, and flooring | 321910/US | 2.3352 | 2.3352 | 0.0052185 | 0.0014238 | 0.83064 | 1.6022e-09 | 3.6084e-08 | 3.7686e-08 | 0.0022019 | 6.0891e-07 | 0.093358
Finished Floor | structure | Average Hardwood | ft2 | 5.29 | Wooden windows, door, and flooring | 321910/US | 2.0623 | 2.0623 | 0.0046086 | 0.0012574 | 0.73357 | 1.415e-09 | 3.1867e-08 | 3.3282e-08 | 0.0019445 | 5.3775e-07 | 0.082448
Finished Floor | structure | Average Engineered Hardwood | ft2 | 4.4 | Wooden windows, door, and flooring | 321910/US | 1.7153 | 1.7153 | 0.0038333 | 0.0010459 | 0.61015 | 1.1769e-09 | 2.6506e-08 | 2.7683e-08 | 0.0016174 | 4.4728e-07 | 0.068577
Finished Floor | structure | Average Engineered Hardwood | ft2 | 6.29 | Wooden windows, door, and flooring | 321910/US | 2.4521 | 2.4521 | 0.0054798 | 0.0014952 | 0.87224 | 1.6824e-09 | 3.7891e-08 | 3.9574e-08 | 0.0023121 | 6.394e-07 | 0.098034
Finished Floor | structure | Average Engineered Hardwood | ft2 | 5.99 | Wooden windows, door, and flooring | 321910/US | 2.3352 | 2.3352 | 0.0052185 | 0.0014238 | 0.83064 | 1.6022e-09 | 3.6084e-08 | 3.7686e-08 | 0.0022019 | 6.0891e-07 | 0.093358
Finished Floor | structure | Generic Terrazzo | ft2 | 7.66 | Cut stone and stone products | 327991/US | 3.3738 | 3.3738 | 0.0099139 | 0.0020299 | 0.68439 | 1.4012e-09 | 3.7502e-08 | 3.8904e-08 | 0.0028342 | 7.2595e-07 | 0.12881
Finished Floor | structure | Generic Terrazzo | ft2 | 5.49 | Cut stone and stone products | 327991/US | 2.418 | 2.418 | 0.0071054 | 0.0014549 | 0.49051 | 1.0043e-09 | 2.6878e-08 | 2.7883e-08 | 0.0020313 | 5.2029e-07 | 0.092317
Finished Floor | structure | Generic Terrazzo | ft2 | 16.99 | Cut stone and stone products | 327991/US | 7.483 | 7.483 | 0.021989 | 0.0045024 | 1.518 | 3.108e-09 | 8.3181e-08 | 8.6289e-08 | 0.0062864 | 1.6102e-06 | 0.2857
Finished Floor | structure | Average Ceramic Tile | ft2 | 8.99 | Clay and ceramic products | 327100/US | 5.7337 | 5.7337 | 0.0091004 | 0.0020607 | 0.51244 | 2.0582e-09 | 6.8429e-08 | 7.0487e-08 | 0.0023958 | 4.7066e-07 | 0.1377
Finished Floor | structure | Average Ceramic Tile | ft2 | 13.06 | Clay and ceramic products | 327100/US | 8.3295 | 8.3295 | 0.01322 | 0.0029937 | 0.74443 | 2.99e-09 | 9.9408e-08 | 1.024e-07 | 0.0034804 | 6.8374e-07 | 0.20004
Finished Floor | structure | Average Ceramic Tile | ft2 | 1.2 | Clay and ceramic products | 327100/US | 0.76535 | 0.76535 | 0.0012147 | 0.00027507 | 0.068401 | 2.7473e-10 | 9.134e-09 | 9.4087e-09 | 0.00031979 | 6.2825e-08 | 0.018381
Finished Floor | structure | Generic Marble Tile | ft2 | 5.79 | Cut stone and stone products | 327991/US | 2.5501 | 2.5501 | 0.0074936 | 0.0015344 | 0.51731 | 1.0592e-09 | 2.8347e-08 | 2.9406e-08 | 0.0021423 | 5.4873e-07 | 0.097362
Finished Floor | structure | Generic Marble Tile | ft2 | 10.47 | Cut stone and stone products | 327991/US | 4.6114 | 4.6114 | 0.013551 | 0.0027746 | 0.93545 | 1.9153e-09 | 5.126e-08 | 5.3175e-08 | 0.0038739 | 9.9226e-07 | 0.17606
Finished Floor | structure | Generic Marble Tile | ft2 | 15.87 | Cut stone and stone products | 327991/US | 6.9897 | 6.9897 | 0.02054 | 0.0042056 | 1.4179 | 2.9031e-09 | 7.7697e-08 | 8.06e-08 | 0.005872 | 1.504e-06 | 0.26686
Finished Floor | structure | Generic Cork Plank | ft2 | 4.29 | Other wood product manufacturing | 3219A0/US | 1.8215 | 1.8215 | 0.0039937 | 0.0010509 | 0.73319 | 1.245e-09 | 2.831e-08 | 2.9555e-08 | 0.0014492 | 4.354e-07 | 0.068124
Finished Floor | structure | Generic Cork Plank | ft2 | 6.29 | Other wood product manufacturing | 3219A0/US | 2.6707 | 2.6707 | 0.0058556 | 0.0015409 | 1.075 | 1.8254e-09 | 4.1509e-08 | 4.3334e-08 | 0.0021248 | 6.3839e-07 | 0.099883
Finished Floor | structure | Generic Cork Plank | ft2 | 5.29 | Other wood product manufacturing | 3219A0/US | 2.2461 | 2.2461 | 0.0049247 | 0.0012959 | 0.9041 | 1.5352e-09 | 3.4909e-08 | 3.6445e-08 | 0.001787 | 5.369e-07 | 0.084004
Finished Floor | structure | Forbo Marmoleum - 2.5 mm | ft2 | 5.15 | Other plastics product manufacturing | 326190/US | 3.7678 | 3.7678 | 0.0057329 | 0.0027292 | 1.0344 | 1.253e-09 | 2.9768e-08 | 3.1021e-08 | 0.0012775 | 1.8727e-06 | 0.084378
Finished Floor | structure | Forbo Marmoleum - 2.0 mm | ft2 | 4.63 | Other plastics product manufacturing | 326190/US | 3.3874 | 3.3874 | 0.005154 | 0.0024537 | 0.92991 | 1.1265e-09 | 2.6763e-08 | 2.7889e-08 | 0.0011485 | 1.6836e-06 | 0.075858
Finished Floor | structure | Forbo Eternal | ft2 | 5.99 | Other plastics product manufacturing | 326190/US | 4.3824 | 4.3824 | 0.0066679 | 0.0031744 | 1.2031 | 1.4574e-09 | 3.4624e-08 | 3.6081e-08 | 0.0014858 | 2.1781e-06 | 0.098141
Finished Floor | structure | Generic Resid. Broadloom Carpet - Nylon | ft2 | 3.49 | Carpet and rug mills | 314110/US | 2.5929 | 2.5929 | 0.0044756 | 0.0024069 | 2.9132 | 7.5825e-10 | 1.3975e-08 | 1.4733e-08 | 0.0016277 | 7.797e-07 | 0.055081
Finished Floor | structure | Generic Resid. Broadloom Carpet - Nylon | ft2 | 3.79 | Carpet and rug mills | 314110/US | 2.8158 | 2.8158 | 0.0048604 | 0.0026137 | 3.1637 | 8.2343e-10 | 1.5176e-08 | 1.5999e-08 | 0.0017676 | 8.4672e-07 | 0.059816
Finished Floor | structure | Generic Resid. Broadloom Carpet - Nylon | ft2 | 4.99 | Carpet and rug mills | 314110/US | 3.7073 | 3.7073 | 0.0063993 | 0.0034413 | 4.1654 | 1.0841e-09 | 1.9981e-08 | 2.1065e-08 | 0.0023273 | 1.1148e-06 | 0.078755
Finished Floor | structure | Generic Resid. Broadloom Carpet - Wool | ft2 | 4.44 | Carpet and rug mills | 314110/US | 3.2987 | 3.2987 | 0.0056939 | 0.003062 | 3.7062 | 9.6465e-10 | 1.7778e-08 | 1.8743e-08 | 0.0020708 | 9.9194e-07 | 0.070074
Finished Floor | structure | Generic Resid. Broadloom Carpet - Wool | ft2 | 6.64 | Carpet and rug mills | 314110/US | 4.9331 | 4.9331 | 0.0085152 | 0.0045792 | 5.5427 | 1.4426e-09 | 2.6588e-08 | 2.803e-08 | 0.0030968 | 1.4834e-06 | 0.1048
Finished Floor | structure | Generic Resid. Broadloom Carpet - Wool | ft2 | 8.04 | Carpet and rug mills | 314110/US | 5.9733 | 5.9733 | 0.010311 | 0.0055447 | 6.7113 | 1.7468e-09 | 3.2193e-08 | 3.394e-08 | 0.0037498 | 1.7962e-06 | 0.12689
Finished Floor | structure | Generic Resid. Broadloom Carpet - Polyester | ft2 | 1 | Carpet and rug mills | 314110/US | 0.74294 | 0.74294 | 0.0012824 | 0.00068964 | 0.83474 | 2.1726e-10 | 4.0042e-09 | 4.2214e-09 | 0.00046639 | 2.2341e-07 | 0.015783
Finished Floor | structure | Generic Resid. Broadloom Carpet - Polyester | ft2 | 2.64 | Carpet and rug mills | 314110/US | 1.9614 | 1.9614 | 0.0033856 | 0.0018207 | 2.2037 | 5.7358e-10 | 1.0571e-08 | 1.1145e-08 | 0.0012313 | 5.898e-07 | 0.041666
Finished Floor | structure | Generic Resid. Broadloom Carpet - Polyester | ft2 | 3.69 | Carpet and rug mills | 314110/US | 2.7415 | 2.7415 | 0.0047321 | 0.0025448 | 3.0802 | 8.017e-10 | 1.4775e-08 | 1.5577e-08 | 0.001721 | 8.2438e-07 | 0.058238
Bottom Cabinets | structure | Home Depot lowest estimate | ea | 400 | Wood kitchen cabinet and countertop manufacturing | 337110/US | 136.467 | 136.467 | 0.25278 | 0.081087 | 34.2684 | 8.7741e-08 | 1.6915e-06 | 1.7793e-06 | 0.090385 | 3.4298e-05 | 5.4498
Bottom Cabinets | structure | Home Depot medium estimate | ea | 4500 | Wood kitchen cabinet and countertop manufacturing | 337110/US | 1535.2537 | 1535.2537 | 2.8437 | 0.91223 | 385.5193 | 9.8708e-07 | 1.903e-05 | 2.0017e-05 | 1.0168 | 0.00038585 | 61.3104
Bottom Cabinets | structure | Home Depot higher estimate | ea | 10000 | Wood kitchen cabinet and countertop manufacturing | 337110/US | 3411.6749 | 3411.6749 | 6.3194 | 2.0272 | 856.7096 | 2.1935e-06 | 4.2288e-05 | 4.4481e-05 | 2.2596 | 0.00085744 | 136.2454
Top Cabinets | structure | Home Depot lowest estimate | ea | 485 | Wood kitchen cabinet and countertop manufacturing | 337110/US | 165.4662 | 165.4662 | 0.30649 | 0.098318 | 41.5504 | 1.0639e-07 | 2.051e-06 | 2.1573e-06 | 0.10959 | 4.1586e-05 | 6.6079
Top Cabinets | structure | Home Depot medium estimate | ea | 4500 | Wood kitchen cabinet and countertop manufacturing | 337110/US | 1535.2537 | 1535.2537 | 2.8437 | 0.91223 | 385.5193 | 9.8708e-07 | 1.903e-05 | 2.0017e-05 | 1.0168 | 0.00038585 | 61.3104
Top Cabinets | structure | Home Depot higher estimate | ea | 9000 | Wood kitchen cabinet and countertop manufacturing | 337110/US | 3070.5074 | 3070.5074 | 5.6875 | 1.8245 | 771.0387 | 1.9742e-06 | 3.8059e-05 | 4.0033e-05 | 2.0337 | 0.0007717 | 122.6208
Counter Tops | structure | Home Depot lowest estimate | ea | 571 | Wood kitchen cabinet and countertop manufacturing | 337110/US | 194.8066 | 194.8066 | 0.36084 | 0.11575 | 48.9181 | 1.2525e-07 | 2.4146e-06 | 2.5399e-06 | 0.12902 | 4.896e-05 | 7.7796
Counter Tops | structure | Home Depot medium estimate | ea | 2000 | Cut stone and stone products | 327991/US | 880.875 | 880.875 | 2.5885 | 0.53001 | 178.6923 | 3.6586e-07 | 9.7917e-06 | 1.0158e-05 | 0.74001 | 0.00018954 | 33.6311
Counter Tops | structure | Home Depot higher estimate | ea | 5000 | Cut stone and stone products | 327991/US | 2202.1875 | 2202.1875 | 6.4712 | 1.325 | 446.7308 | 9.1465e-07 | 2.4479e-05 | 2.5394e-05 | 1.85 | 0.00047386 | 84.0778
Bathroom Bottom Cabinets | structure | 24" vanity | ea | 158 | Wood kitchen cabinet and countertop manufacturing | 337110/US | 53.9045 | 53.9045 | 0.099847 | 0.032029 | 13.536 | 3.4658e-08 | 6.6815e-07 | 7.0281e-07 | 0.035702 | 1.3548e-05 | 2.1527
Bathroom Bottom Cabinets | structure | 36" vanity | ea | 549 | Wood kitchen cabinet and countertop manufacturing | 337110/US | 187.301 | 187.301 | 0.34694 | 0.11129 | 47.0334 | 1.2042e-07 | 2.3216e-06 | 2.442e-06 | 0.12405 | 4.7074e-05 | 7.4799
Bathroom Bottom Cabinets | structure | 60" vanity | ea | 811 | Wood kitchen cabinet and countertop manufacturing | 337110/US | 276.6868 | 276.6868 | 0.5125 | 0.1644 | 69.4792 | 1.7789e-07 | 3.4295e-06 | 3.6074e-06 | 0.18326 | 6.9539e-05 | 11.0495
Bathroom Top Cabinets | structure | 23" wall cabinet | ea | 90 | Wood kitchen cabinet and countertop manufacturing | 337110/US | 30.7051 | 30.7051 | 0.056875 | 0.018245 | 7.7104 | 1.9742e-08 | 3.8059e-07 | 4.0033e-07 | 0.020337 | 7.717e-06 | 1.2262
Bathroom Top Cabinets | structure | 26.5" wall cabinet | ea | 208 | Wood kitchen cabinet and countertop manufacturing | 337110/US | 70.9628 | 70.9628 | 0.13144 | 0.042165 | 17.8196 | 4.5625e-08 | 8.7959e-07 | 9.2521e-07 | 0.047 | 1.7835e-05 | 2.8339
Bathroom Top Cabinets | structure | 26" wall cabinet | ea | 297 | Wood kitchen cabinet and countertop manufacturing | 337110/US | 101.3267 | 101.3267 | 0.18769 | 0.060207 | 25.4443 | 6.5147e-08 | 1.256e-06 | 1.3211e-06 | 0.067111 | 2.5466e-05 | 4.0465
Water Heater | structure | electric water heater - 50 gallon | ea | 689 | Heating equipment other than warm air furnaces | 333414/US | 251.1354 | 251.1354 | 0.36864 | 0.11145 | 47.3277 | 1.1579e-07 | 3.4207e-06 | 3.5365e-06 | 0.08881 | 4.0964e-05 | 5.8216
Water Heater | structure | electric water heater - 50 gallon | ea | 519 | Heating equipment other than warm air furnaces | 333414/US | 189.1716 | 189.1716 | 0.27768 | 0.08395 | 35.6503 | 8.7221e-08 | 2.5767e-06 | 2.6639e-06 | 0.066897 | 3.0857e-05 | 4.3852
Water Heater | structure | electric water heater - 38 gallon | ea | 529 | Heating equipment other than warm air furnaces | 333414/US | 192.8166 | 192.8166 | 0.28303 | 0.085568 | 36.3372 | 8.8902e-08 | 2.6263e-06 | 2.7152e-06 | 0.068186 | 3.1451e-05 | 4.4697
Water Heater | structure | natural gas water heater - 50 gallon | ea | 669 | Heating equipment other than warm air furnaces | 333414/US | 243.8455 | 243.8455 | 0.35794 | 0.10821 | 45.9539 | 1.1243e-07 | 3.3214e-06 | 3.4338e-06 | 0.086232 | 3.9775e-05 | 5.6526
Water Heater | structure | natural gas water heater - 50 gallon | ea | 879 | Heating equipment other than warm air furnaces | 333414/US | 320.389 | 320.389 | 0.47029 | 0.14218 | 60.3789 | 1.4772e-07 | 4.364e-06 | 4.5117e-06 | 0.1133 | 5.2261e-05 | 7.4269
Water Heater | structure | natural gas water heater - 40 gallon | ea | 719 | Heating equipment other than warm air furnaces | 333414/US | 262.0702 | 262.0702 | 0.38469 | 0.1163 | 49.3884 | 1.2083e-07 | 3.5696e-06 | 3.6905e-06 | 0.092677 | 4.2748e-05 | 6.075
Water Heater | structure | tankless natural gas water heater - 9.5 gpm | ea | 1469 | Heating equipment other than warm air furnaces | 333414/US | 535.4396 | 535.4396 | 0.78596 | 0.23762 | 100.9063 | 2.4687e-07 | 7.2932e-06 | 7.5401e-06 | 0.18935 | 8.7339e-05 | 12.412
Water Heater | structure | tankless natural gas water heater - 9.5 gpm | ea | 985 | Heating equipment other than warm air furnaces | 333414/US | 359.0252 | 359.0252 | 0.52701 | 0.15933 | 67.6601 | 1.6554e-07 | 4.8903e-06 | 5.0558e-06 | 0.12696 | 5.8563e-05 | 8.3226
Water Heater | structure | tankless natural gas water heater - 11 gpm | ea | 1855 | Heating equipment other than warm air furnaces | 333414/US | 676.1337 | 676.1337 | 0.99249 | 0.30005 | 127.4208 | 3.1174e-07 | 9.2096e-06 | 9.5213e-06 | 0.2391 | 0.00011029 | 15.6735
Water Heater | structure | tankless electric water heater - 3.5 gpm | ea | 459 | Heating equipment other than warm air furnaces | 333414/US | 167.3021 | 167.3021 | 0.24558 | 0.074245 | 31.5289 | 7.7138e-08 | 2.2788e-06 | 2.3559e-06 | 0.059164 | 2.729e-05 | 3.8782
Water Heater | structure | tankless electric water heater - 5.3 gpm | ea | 559 | Heating equipment other than warm air furnaces | 333414/US | 203.7514 | 203.7514 | 0.29908 | 0.090421 | 38.398 | 9.3943e-08 | 2.7753e-06 | 2.8692e-06 | 0.072053 | 3.3235e-05 | 4.7232
Water Heater | structure | tankless electric water heater - 7 gpm | ea | 619 | Heating equipment other than warm air furnaces | 333414/US | 225.6209 | 225.6209 | 0.33119 | 0.10013 | 42.5194 | 1.0403e-07 | 3.0732e-06 | 3.1772e-06 | 0.079787 | 3.6802e-05 | 5.2301
Wall Paint - Interior | structure | latex interior paint + primer | ft2 | 0.076 | Paint and coating manufacturing | 325510/US | 0.061287 | 0.061287 | 8.7324e-05 | 5.5521e-05 | 0.035138 | 2.117e-11 | 4.7303e-10 | 4.942e-10 | 2.5761e-05 | 2.8306e-08 | 0.0013141
Wall Paint - Exterior | structure | latex exterior paint + primer | ft2 | 0.1675 | Paint and coating manufacturing | 325510/US | 0.13507 | 0.13507 | 0.00019246 | 0.00012236 | 0.077443 | 4.6657e-11 | 1.0425e-09 | 1.0892e-09 | 5.6776e-05 | 6.2384e-08 | 0.0028961
Exterior Doors | structure | wood exterior door | ea | 708 | Wooden windows, door, and flooring | 321910/US | 276.0088 | 276.0088 | 0.61681 | 0.16829 | 98.1795 | 1.8938e-07 | 4.265e-06 | 4.4544e-06 | 0.26025 | 7.1971e-05 | 11.0347
Exterior Doors | structure | wood exterior door | ea | 855 | Wooden windows, door, and flooring | 321910/US | 333.3157 | 333.3157 | 0.74487 | 0.20324 | 118.5642 | 2.2869e-07 | 5.1505e-06 | 5.3792e-06 | 0.31429 | 8.6914e-05 | 13.3258
Exterior Doors | structure | wood exterior door | ea | 1350 | Wooden windows, door, and flooring | 321910/US | 526.288 | 526.288 | 1.1761 | 0.3209 | 187.2066 | 3.611e-07 | 8.1324e-06 | 8.4935e-06 | 0.49624 | 0.00013723 | 21.0407
Exterior Doors | structure | fiberglass exterior door | ea | 597 | Glass and Glass Product Manufacturing | 327200/US | 521.4809 | 521.4809 | 1.6477 | 0.21387 | 37.765 | 2.5903e-07 | 5.2539e-06 | 5.5129e-06 | 0.29301 | 4.5239e-05 | 28.1104
Exterior Doors | structure | fiberglass exterior door | ea | 399 | Glass and Glass Product Manufacturing | 327200/US | 348.5274 | 348.5274 | 1.1013 | 0.14294 | 25.2399 | 1.7312e-07 | 3.5114e-06 | 3.6845e-06 | 0.19583 | 3.0235e-05 | 18.7873
Exterior Doors | structure | fiberglass exterior door | ea | 1048 | Glass and Glass Product Manufacturing | 327200/US | 915.4304 | 915.4304 | 2.8925 | 0.37543 | 66.2943 | 4.547e-07 | 9.2229e-06 | 9.6776e-06 | 0.51436 | 7.9414e-05 | 49.3462
Exterior Doors | structure | steel exterior door | ea | 265 | Metal windows, doors, and architectural products | 332320/US | 117.9233 | 117.9233 | 0.16323 | 0.052703 | 20.2485 | 4.3122e-08 | 1.8755e-06 | 1.9186e-06 | 0.040187 | 2.6488e-05 | 2.5704
Exterior Doors | structure | steel exterior door | ea | 349 | Metal windows, doors, and architectural products | 332320/US | 155.3028 | 155.3028 | 0.21497 | 0.069409 | 26.6669 | 5.6791e-08 | 2.47e-06 | 2.5267e-06 | 0.052925 | 3.4885e-05 | 3.3852
Exterior Doors | structure | steel exterior door | ea | 169 | Metal windows, doors, and architectural products | 332320/US | 75.2039 | 75.2039 | 0.1041 | 0.033611 | 12.9132 | 2.7501e-08 | 1.1961e-06 | 1.2236e-06 | 0.025629 | 1.6893e-05 | 1.6392
Interior Doors | structure | hollow-core interior door | ea | 58 | Wooden windows, door, and flooring | 321910/US | 22.6109 | 22.6109 | 0.050529 | 0.013787 | 8.043 | 1.5514e-08 | 3.4939e-07 | 3.6491e-07 | 0.02132 | 5.8959e-06 | 0.90397
Interior Doors | structure | hollow-core interior door | ea | 66 | Wooden windows, door, and flooring | 321910/US | 25.7296 | 25.7296 | 0.057499 | 0.015688 | 9.1523 | 1.7654e-08 | 3.9759e-07 | 4.1524e-07 | 0.024261 | 6.7091e-06 | 1.0287
Interior Doors | structure | hollow-core interior door | ea | 82 | Wooden windows, door, and flooring | 321910/US | 31.9671 | 31.9671 | 0.071438 | 0.019492 | 11.3711 | 2.1933e-08 | 4.9397e-07 | 5.159e-07 | 0.030142 | 8.3356e-06 | 1.278
Sheetrock/drywall | structure | Gypsum Wallboard Regular (1/2") | ft2 | 0.36688 | Lime and gypsum products | 327400/US | 1.499 | 1.499 | 0.0041964 | 0.0002957 | 0.062427 | 4.6928e-10 | 4.6572e-08 | 4.7041e-08 | 0.00068241 | 3.5677e-08 | 0.043153
Sheetrock/drywall | structure | Gypsum Wallboard Regular (1/2") | ft2 | 0.51438 | Lime and gypsum products | 327400/US | 2.1017 | 2.1017 | 0.0058835 | 0.00041458 | 0.087526 | 6.5796e-10 | 6.5296e-08 | 6.5954e-08 | 0.00095676 | 5.0021e-08 | 0.060503
Sheetrock/drywall | structure | Gypsum Wallboard Regular (1/2") | ft2 | 0.39531 | Lime and gypsum products | 327400/US | 1.6152 | 1.6152 | 0.0045216 | 0.00031862 | 0.067266 | 5.0566e-10 | 5.0182e-08 | 5.0687e-08 | 0.0007353 | 3.8443e-08 | 0.046498
Sheetrock/drywall | structure | Gypsum Wallboard Type X (5/8") | ft2 | 0.40375 | Lime and gypsum products | 327400/US | 1.6497 | 1.6497 | 0.0046182 | 0.00032542 | 0.068702 | 5.1645e-10 | 5.1253e-08 | 5.1769e-08 | 0.000751 | 3.9263e-08 | 0.047491
Sheetrock/drywall | structure | Gypsum Wallboard Type X (5/8") | ft2 | 0.40375 | Lime and gypsum products | 327400/US | 1.6497 | 1.6497 | 0.0046182 | 0.00032542 | 0.068702 | 5.1645e-10 | 5.1253e-08 | 5.1769e-08 | 0.000751 | 3.9263e-08 | 0.047491
Wall Insulation | structure | Generic Blown Cellulose R-13 | ft2 | 0.2 | All other converted paper product manufacturing | 322299/US | 0.13538 | 0.13538 | 0.00033298 | 9.3237e-05 | 0.031784 | 1.242e-10 | 1.5868e-09 | 1.711e-09 | 8.6035e-05 | 4.0588e-08 | 0.0049225
Wall Insulation | structure | Generic Blown Cellulose R-19 | ft2 | 0.3 | All other converted paper product manufacturing | 322299/US | 0.20307 | 0.20307 | 0.00049948 | 0.00013986 | 0.047677 | 1.863e-10 | 2.3802e-09 | 2.5665e-09 | 0.00012905 | 6.0882e-08 | 0.0073837
Wall Insulation | structure | Generic Blown Cellulose R-13 | ft2 | 0.37 | All other converted paper product manufacturing | 322299/US | 0.25046 | 0.25046 | 0.00061602 | 0.00017249 | 0.058801 | 2.2977e-10 | 2.9356e-09 | 3.1654e-09 | 0.00015916 | 7.5087e-08 | 0.0091065
Wall Insulation | structure | Generic Blown Cellulose R-19 | ft2 | 0.52 | All other converted paper product manufacturing | 322299/US | 0.35199 | 0.35199 | 0.00086576 | 0.00024242 | 0.08264 | 3.2291e-10 | 4.1258e-09 | 4.4487e-09 | 0.00022369 | 1.0553e-07 | 0.012798
Wall Insulation | structure | Generic Fiberglass Batt R-13 | ft2 | 0.96256 | Mineral Wool Manufacturing | 327993/US | 0.73809 | 0.73809 | 0.0018314 | 0.00038823 | 0.096547 | 7.6914e-10 | 5.4365e-09 | 6.2057e-09 | 0.00078145 | 1.1667e-07 | 0.019721
Wall Insulation | structure | Generic Fiberglass Batt R-13 | ft2 | 0.75061 | Mineral Wool Manufacturing | 327993/US | 0.57557 | 0.57557 | 0.0014282 | 0.00030275 | 0.075288 | 5.9979e-10 | 4.2395e-09 | 4.8393e-09 | 0.00060938 | 9.0979e-08 | 0.015379
Wall Insulation | structure | Generic Fiberglass Batt R-13 | ft2 | 0.58377 | Mineral Wool Manufacturing | 327993/US | 0.44763 | 0.44763 | 0.0011107 | 0.00023545 | 0.058553 | 4.6647e-10 | 3.2971e-09 | 3.7636e-09 | 0.00047393 | 7.0756e-08 | 0.01196
Wall Insulation | structure | Generic Fiberglass Roll R-13 | ft2 | 0.46675 | Mineral Wool Manufacturing | 327993/US | 0.3579 | 0.3579 | 0.00088807 | 0.00018826 | 0.046816 | 3.7296e-10 | 2.6362e-09 | 3.0092e-09 | 0.00037893 | 5.6573e-08 | 0.0095628
Wall Insulation | structure | Generic Fiberglass Roll R-13 | ft2 | 0.75455 | Mineral Wool Manufacturing | 327993/US | 0.57859 | 0.57859 | 0.0014357 | 0.00030434 | 0.075684 | 6.0294e-10 | 4.2617e-09 | 4.8647e-09 | 0.00061258 | 9.1457e-08 | 0.015459
Wall Insulation | structure | Generic Fiberglass Roll R-13 | ft2 | 0.62992 | Mineral Wool Manufacturing | 327993/US | 0.48303 | 0.48303 | 0.0011985 | 0.00025407 | 0.063183 | 5.0335e-10 | 3.5578e-09 | 4.0612e-09 | 0.0005114 | 7.6351e-08 | 0.012906
Wall Insulation | structure | Generic Fiberglass Batt R-19 | ft2 | 0.64625 | Mineral Wool Manufacturing | 327993/US | 0.49555 | 0.49555 | 0.0012296 | 0.00026066 | 0.064821 | 5.164e-10 | 3.65e-09 | 4.1664e-09 | 0.00052466 | 7.833e-08 | 0.01324
Wall Insulation | structure | Generic Fiberglass Batt R-19 | ft2 | 1.0822 | Mineral Wool Manufacturing | 327993/US | 0.82981 | 0.82981 | 0.002059 | 0.00043648 | 0.10854 | 8.6472e-10 | 6.1121e-09 | 6.9768e-09 | 0.00087856 | 1.3117e-07 | 0.022171
Wall Insulation | structure | Generic Fiberglass Batt R-19 | ft2 | 0.99167 | Mineral Wool Manufacturing | 327993/US | 0.76042 | 0.76042 | 0.0018868 | 0.00039998 | 0.099468 | 7.9241e-10 | 5.601e-09 | 6.3934e-09 | 0.00080509 | 1.202e-07 | 0.020317
Wall Insulation | structure | Generic Fiberglass Roll R-19 | ft2 | 0.96988 | Mineral Wool Manufacturing | 327993/US | 0.7437 | 0.7437 | 0.0018454 | 0.00039119 | 0.097281 | 7.75e-10 | 5.4779e-09 | 6.2529e-09 | 0.00078739 | 1.1756e-07 | 0.019871
Wall Insulation | structure | Generic Fiberglass Roll R-19 | ft2 | 0.86595 | Mineral Wool Manufacturing | 327993/US | 0.66401 | 0.66401 | 0.0016476 | 0.00034927 | 0.086857 | 6.9195e-10 | 4.8909e-09 | 5.5828e-09 | 0.00070302 | 1.0496e-07 | 0.017742
Wall Insulation | structure | Generic Fiberglass Roll R-19 | ft2 | 0.86806 | Mineral Wool Manufacturing | 327993/US | 0.66563 | 0.66563 | 0.0016516 | 0.00035012 | 0.087068 | 6.9363e-10 | 4.9028e-09 | 5.5964e-09 | 0.00070473 | 1.0521e-07 | 0.017785
Wall Insulation | structure | Average Mineral Wool Board R-13 | ft2 | 1.1492 | Mineral Wool Manufacturing | 327993/US | 0.88123 | 0.88123 | 0.0021866 | 0.00046353 | 0.11527 | 9.1831e-10 | 6.4909e-09 | 7.4092e-09 | 0.000933 | 1.3929e-07 | 0.023545
Wall Insulation | structure | Average Mineral Wool Board R-19 | ft2 | 1.236 | Mineral Wool Manufacturing | 327993/US | 0.94774 | 0.94774 | 0.0023516 | 0.00049851 | 0.12397 | 9.8762e-10 | 6.9808e-09 | 7.9684e-09 | 0.0010034 | 1.4981e-07 | 0.025323
Wall Insulation | structure | Average Blown Mineral Wool R-13 | ft2 | 0.58 | Mineral Wool Manufacturing | 327993/US | 0.44474 | 0.44474 | 0.0011035 | 0.00023393 | 0.058176 | 4.6346e-10 | 3.2759e-09 | 3.7393e-09 | 0.00047087 | 7.03e-08 | 0.011883
Wall Insulation | structure | Average Blown Mineral Wool R-19 | ft2 | 0.85 | Mineral Wool Manufacturing | 327993/US | 0.65178 | 0.65178 | 0.0016173 | 0.00034284 | 0.085257 | 6.792e-10 | 4.8008e-09 | 5.48e-09 | 0.00069007 | 1.0303e-07 | 0.017415
Baseboard | structure | MDF Base Moulding | ft | 2.4225 | Veneer, plywood, and engineered wood product manufacturing | 321200/US | 1.4832 | 1.4832 | 0.0037059 | 0.00093069 | 0.55895 | 2.0364e-09 | 2.7079e-08 | 2.9116e-08 | 0.0018859 | 6.1431e-07 | 0.071475
Baseboard | structure | Pine wood baseboard molding | ft | 2.84 | Veneer, plywood, and engineered wood product manufacturing | 321200/US | 1.7389 | 1.7389 | 0.0043446 | 0.0010911 | 0.65528 | 2.3874e-09 | 3.1746e-08 | 3.4134e-08 | 0.0022109 | 7.2019e-07 | 0.083794
Baseboard | structure | Vinyl Base Molding | ft | 1.9283 | Veneer, plywood, and engineered wood product manufacturing | 321200/US | 1.1807 | 1.1807 | 0.0029499 | 0.00074084 | 0.44493 | 1.621e-09 | 2.1556e-08 | 2.3177e-08 | 0.0015012 | 4.89e-07 | 0.056895
Refrigerator | structure | 10.1 ft3 Refrigerator | ea | 379 | Household refrigerator and home freezer manufacturing | 335222/US | 164.5426 | 164.5426 | 0.18225 | 0.063333 | 28.9507 | 4.3406e-08 | 1.8541e-06 | 1.8975e-06 | 0.047427 | 3.4421e-05 | 2.8506
Refrigerator | structure | 18.7 ft3 Refrigerator | ea | 799 | Household refrigerator and home freezer manufacturing | 335222/US | 346.8853 | 346.8853 | 0.38421 | 0.13352 | 61.0332 | 9.1509e-08 | 3.9089e-06 | 4.0004e-06 | 0.099984 | 7.2565e-05 | 6.0095
Refrigerator | structure | 17.6 ft3 Refrigerator | ea | 1198 | Household refrigerator and home freezer manufacturing | 335222/US | 520.1109 | 520.1109 | 0.57607 | 0.20019 | 91.5116 | 1.3721e-07 | 5.8609e-06 | 5.9981e-06 | 0.14991 | 0.0001088 | 9.0105
Dishwasher | structure | 24 in. dishwasher | ea | 348 | Other major household appliance manufacturing | 335228/US | 114.8885 | 114.8885 | 0.1643 | 0.049983 | 21.0997 | 3.9095e-08 | 1.6299e-06 | 1.669e-06 | 0.039492 | 2.5071e-05 | 2.5495
Dishwasher | structure | 24 in. dishwasher | ea | 548 | Other major household appliance manufacturing | 335228/US | 180.9164 | 180.9164 | 0.25872 | 0.078708 | 33.2259 | 6.1564e-08 | 2.5667e-06 | 2.6282e-06 | 0.062188 | 3.948e-05 | 4.0147
Dishwasher | structure | 24 in. dishwasher | ea | 898 | Other major household appliance manufacturing | 335228/US | 296.4651 | 296.4651 | 0.42396 | 0.12898 | 54.4468 | 1.0088e-07 | 4.206e-06 | 4.3069e-06 | 0.10191 | 6.4696e-05 | 6.5788
Microwave | structure | .7 ft3 microwave | ea | 65 | Household cooking appliance manufacturing | 335221/US | 23.1942 | 23.1942 | 0.032355 | 0.0094774 | 3.7538 | 7.9657e-09 | 3.4301e-07 | 3.5098e-07 | 0.007857 | 3.7459e-06 | 0.51548
Microwave | structure | 1.6 ft3 microwave | ea | 198 | Household cooking appliance manufacturing | 335221/US | 70.653 | 70.653 | 0.098558 | 0.02887 | 11.4346 | 2.4265e-08 | 1.0449e-06 | 1.0691e-06 | 0.023934 | 1.1411e-05 | 1.5702
Microwave | structure | 2.2 ft3 microwave | ea | 449 | Household cooking appliance manufacturing | 335221/US | 160.2183 | 160.2183 | 0.2235 | 0.065467 | 25.93 | 5.5025e-08 | 2.3694e-06 | 2.4244e-06 | 0.054274 | 2.5875e-05 | 3.5608
Clothes Washer | structure | Top load washer | ea | 478 | Household laundry equipment manufacturing | 335224/US | 188.8164 | 188.8164 | 0.26032 | 0.097712 | 38.5332 | 5.9939e-08 | 2.5872e-06 | 2.6471e-06 | 0.062181 | 4.6249e-05 | 4.0886
Clothes Washer | structure | Top load washer | ea | 578 | Household laundry equipment manufacturing | 335224/US | 228.3178 | 228.3178 | 0.31478 | 0.11815 | 46.5945 | 7.2478e-08 | 3.1285e-06 | 3.2009e-06 | 0.075189 | 5.5925e-05 | 4.9439
Clothes Washer | structure | Front load washer | ea | 748 | Household laundry equipment manufacturing | 335224/US | 295.4701 | 295.4701 | 0.40737 | 0.15291 | 60.2988 | 9.3796e-08 | 4.0486e-06 | 4.1424e-06 | 0.097304 | 7.2374e-05 | 6.398
Clothes Washer | structure | Front load washer | ea | 628 | Household laundry equipment manufacturing | 335224/US | 248.0685 | 248.0685 | 0.34201 | 0.12837 | 50.6252 | 7.8748e-08 | 3.3991e-06 | 3.4778e-06 | 0.081694 | 6.0763e-05 | 5.3716
Clothes Dryer | structure | Electric dryer | ea | 598 | Household laundry equipment manufacturing | 335224/US | 236.2181 | 236.2181 | 0.32568 | 0.12224 | 48.2068 | 7.4986e-08 | 3.2367e-06 | 3.3117e-06 | 0.077791 | 5.786e-05 | 5.115
Clothes Dryer | structure | Electric dryer | ea | 628 | Household laundry equipment manufacturing | 335224/US | 248.0685 | 248.0685 | 0.34201 | 0.12837 | 50.6252 | 7.8748e-08 | 3.3991e-06 | 3.4778e-06 | 0.081694 | 6.0763e-05 | 5.3716
Clothes Dryer | structure | Gas dryer | ea | 798 | Household laundry equipment manufacturing | 335224/US | 315.2208 | 315.2208 | 0.4346 | 0.16313 | 64.3295 | 1.0007e-07 | 4.3192e-06 | 4.4193e-06 | 0.10381 | 7.7211e-05 | 6.8257
Clothes Dryer | structure | Gas dryer | ea | 578 | Household laundry equipment manufacturing | 335224/US | 228.3178 | 228.3178 | 0.31478 | 0.11815 | 46.5945 | 7.2478e-08 | 3.1285e-06 | 3.2009e-06 | 0.075189 | 5.5925e-05 | 4.9439
Oven/stove | structure | Electric Range | ea | 648 | Household cooking appliance manufacturing | 335221/US | 231.2281 | 231.2281 | 0.32255 | 0.094483 | 37.4223 | 7.9412e-08 | 3.4195e-06 | 3.499e-06 | 0.078329 | 3.7344e-05 | 5.1389
Oven/stove | structure | Electric Range | ea | 798 | Household cooking appliance manufacturing | 335221/US | 284.7532 | 284.7532 | 0.39722 | 0.11635 | 46.0849 | 9.7795e-08 | 4.2111e-06 | 4.3089e-06 | 0.09646 | 4.5988e-05 | 6.3285
Oven/stove | structure | Electric Range | ea | 1198 | Household cooking appliance manufacturing | 335221/US | 427.4866 | 427.4866 | 0.59632 | 0.17468 | 69.1851 | 1.4681e-07 | 6.3219e-06 | 6.4687e-06 | 0.14481 | 6.904e-05 | 9.5006
Oven/stove | structure | Gas Range | ea | 648 | Household cooking appliance manufacturing | 335221/US | 231.2281 | 231.2281 | 0.32255 | 0.094483 | 37.4223 | 7.9412e-08 | 3.4195e-06 | 3.499e-06 | 0.078329 | 3.7344e-05 | 5.1389
Oven/stove | structure | Gas Range | ea | 1198 | Household cooking appliance manufacturing | 335221/US | 427.4866 | 427.4866 | 0.59632 | 0.17468 | 69.1851 | 1.4681e-07 | 6.3219e-06 | 6.4687e-06 | 0.14481 | 6.904e-05 | 9.5006
Oven/stove | structure | Gas Range | ea | 798 | Household cooking appliance manufacturing | 335221/US | 284.7532 | 284.7532 | 0.39722 | 0.11635 | 46.0849 | 9.7795e-08 | 4.2111e-06 | 4.3089e-06 | 0.09646 | 4.5988e-05 | 6.3285
Range hood | structure | Under cabinet range hood | ea | 229 | Household cooking appliance manufacturing | 335221/US | 81.7149 | 81.7149 | 0.11399 | 0.03339 | 13.2249 | 2.8064e-08 | 1.2085e-06 | 1.2365e-06 | 0.027681 | 1.3197e-05 | 1.8161
Range hood | structure | Under cabinet range hood | ea | 133 | Household cooking appliance manufacturing | 335221/US | 47.4589 | 47.4589 | 0.066203 | 0.019392 | 7.6808 | 1.6299e-08 | 7.0185e-07 | 7.1815e-07 | 0.016077 | 7.6647e-06 | 1.0547
Range hood | structure | Under cabinet range hood | ea | 281 | Household cooking appliance manufacturing | 335221/US | 100.2702 | 100.2702 | 0.13987 | 0.040972 | 16.2279 | 3.4437e-08 | 1.4829e-06 | 1.5173e-06 | 0.033967 | 1.6194e-05 | 2.2284
Bottom Outlets | structure | 15 amp duplex outlet | ea | 2.42 | Wiring device manufacturing | 335930/US | 0.94713 | 0.94713 | 0.0013029 | 0.00045709 | 0.23505 | 3.4545e-10 | 3.361e-08 | 3.3956e-08 | 0.0003271 | 2.3211e-07 | 0.019879
Bottom Outlets | structure | 15 amp duplex outlet | ea | 1.89 | Wiring device manufacturing | 335930/US | 0.7397 | 0.7397 | 0.0010176 | 0.00035698 | 0.18358 | 2.6979e-10 | 2.6249e-08 | 2.6519e-08 | 0.00025546 | 1.8128e-07 | 0.015525
Bottom Outlets | structure | 15 amp duplex outlet | ea | 1.22 | Wiring device manufacturing | 335930/US | 0.47748 | 0.47748 | 0.00065685 | 0.00023043 | 0.1185 | 1.7415e-10 | 1.6944e-08 | 1.7118e-08 | 0.0001649 | 1.1701e-07 | 0.010022
Top Outlets | structure | 15 amp duplex outlet | ea | 2.42 | Wiring device manufacturing | 335930/US | 0.94713 | 0.94713 | 0.0013029 | 0.00045709 | 0.23505 | 3.4545e-10 | 3.361e-08 | 3.3956e-08 | 0.0003271 | 2.3211e-07 | 0.019879
Top Outlets | structure | 15 amp duplex outlet | ea | 1.89 | Wiring device manufacturing | 335930/US | 0.7397 | 0.7397 | 0.0010176 | 0.00035698 | 0.18358 | 2.6979e-10 | 2.6249e-08 | 2.6519e-08 | 0.00025546 | 1.8128e-07 | 0.015525
Top Outlets | structure | 15 amp duplex outlet | ea | 1.22 | Wiring device manufacturing | 335930/US | 0.47748 | 0.47748 | 0.00065685 | 0.00023043 | 0.1185 | 1.7415e-10 | 1.6944e-08 | 1.7118e-08 | 0.0001649 | 1.1701e-07 | 0.010022
Light Switches | structure | light switch | ea | 1.7 | Wiring device manufacturing | 335930/US | 0.66534 | 0.66534 | 0.00091528 | 0.0003211 | 0.16512 | 2.4267e-10 | 2.361e-08 | 2.3853e-08 | 0.00022978 | 1.6305e-07 | 0.013964
Light Switches | structure | light switch | ea | 0.77 | Wiring device manufacturing | 335930/US | 0.30136 | 0.30136 | 0.00041457 | 0.00014544 | 0.07479 | 1.0992e-10 | 1.0694e-08 | 1.0804e-08 | 0.00010408 | 7.3853e-08 | 0.0063251
Light Switches | structure | light switch | ea | 1.38 | Wiring device manufacturing | 335930/US | 0.5401 | 0.5401 | 0.00074299 | 0.00026065 | 0.13404 | 1.9699e-10 | 1.9166e-08 | 1.9363e-08 | 0.00018653 | 1.3236e-07 | 0.011336
Wiring | structure | 12/2 solid Romex | 4m | 0.43 | Communication and energy wire and cable manufacturing | 335920/US | 0.22556 | 0.22556 | 0.00040187 | 9.6261e-05 | 0.075153 | 9.1291e-11 | 4.9267e-09 | 5.0179e-09 | 0.00010059 | 3.67e-08 | 0.005831
Wiring | structure | 12/2 solid Romex | 4m | 0.43 | Communication and energy wire and cable manufacturing | 335920/US | 0.22556 | 0.22556 | 0.00040187 | 9.6261e-05 | 0.075153 | 9.1291e-11 | 4.9267e-09 | 5.0179e-09 | 0.00010059 | 3.67e-08 | 0.005831
Wiring | structure | 12/2 solid CerroMax | 4m | 0.82 | Communication and energy wire and cable manufacturing | 335920/US | 0.43014 | 0.43014 | 0.00076635 | 0.00018357 | 0.14331 | 1.7409e-10 | 9.395e-09 | 9.5691e-09 | 0.00019182 | 6.9986e-08 | 0.01112
Electrical Panel | structure | 200 amp, 30-space, 60-circuit | ea | 198 | Wiring device manufacturing | 335930/US | 77.4924 | 77.4924 | 0.1066 | 0.037398 | 19.2317 | 2.8264e-08 | 2.7499e-06 | 2.7782e-06 | 0.026762 | 1.8991e-05 | 1.6264
Electrical Panel | structure | 200 amp, 40-space, 80-circuit | ea | 298 | Wiring device manufacturing | 335930/US | 116.63 | 116.63 | 0.16044 | 0.056286 | 28.9446 | 4.2539e-08 | 4.1388e-06 | 4.1813e-06 | 0.040279 | 2.8582e-05 | 2.4479
Electrical Panel | structure | 200 amp, 30-space, 60-circuit | ea | 285 | Wiring device manufacturing | 335930/US | 111.5421 | 111.5421 | 0.15344 | 0.053831 | 27.682 | 4.0683e-08 | 3.9582e-06 | 3.9989e-06 | 0.038522 | 2.7335e-05 | 2.3411
Windows | structure | 31.25x60.25 double hung | ea | 289 | Wooden windows, door, and flooring | 321910/US | 112.6646 | 112.6646 | 0.25178 | 0.068696 | 40.0761 | 7.7301e-08 | 1.7409e-06 | 1.8182e-06 | 0.10623 | 2.9378e-05 | 4.5043
Windows | structure | 29.375x56.5 double hung | ea | 579 | Wooden windows, door, and flooring | 321910/US | 225.7191 | 225.7191 | 0.50442 | 0.13763 | 80.2908 | 1.5487e-07 | 3.4879e-06 | 3.6428e-06 | 0.21283 | 5.8857e-05 | 9.0241
Windows | structure | 37-5/8x56-7/8 double hung | ea | 878 | Wooden windows, door, and flooring | 321910/US | 342.2821 | 342.2821 | 0.76491 | 0.2087 | 121.7536 | 2.3485e-07 | 5.2891e-06 | 5.5239e-06 | 0.32274 | 8.9252e-05 | 13.6842
Ceiling Paint | structure | latex interior paint + primer | ft2 | 0.076 | Paint and coating manufacturing | 325510/US | 0.061287 | 0.061287 | 8.7324e-05 | 5.5521e-05 | 0.035138 | 2.117e-11 | 4.7303e-10 | 4.942e-10 | 2.5761e-05 | 2.8306e-08 | 0.0013141
Ceiling | structure | Gypsum Wallboard Regular (1/2") | ft2 | 0.36688 | Lime and gypsum products | 327400/US | 1.499 | 1.499 | 0.0041964 | 0.0002957 | 0.062427 | 4.6928e-10 | 4.6572e-08 | 4.7041e-08 | 0.00068241 | 3.5677e-08 | 0.043153
Ceiling | structure | Gypsum Wallboard Regular (1/2") | ft2 | 0.51438 | Lime and gypsum products | 327400/US | 2.1017 | 2.1017 | 0.0058835 | 0.00041458 | 0.087526 | 6.5796e-10 | 6.5296e-08 | 6.5954e-08 | 0.00095676 | 5.0021e-08 | 0.060503
Ceiling | structure | Gypsum Wallboard Regular (1/2") | ft2 | 0.39531 | Lime and gypsum products | 327400/US | 1.6152 | 1.6152 | 0.0045216 | 0.00031862 | 0.067266 | 5.0566e-10 | 5.0182e-08 | 5.0687e-08 | 0.0007353 | 3.8443e-08 | 0.046498
Ceiling | structure | Gypsum Wallboard Type X (5/8") | ft2 | 0.40375 | Lime and gypsum products | 327400/US | 1.6497 | 1.6497 | 0.0046182 | 0.00032542 | 0.068702 | 5.1645e-10 | 5.1253e-08 | 5.1769e-08 | 0.000751 | 3.9263e-08 | 0.047491
Ceiling | structure | Gypsum Wallboard Type X (5/8") | ft2 | 0.40375 | Lime and gypsum products | 327400/US | 1.6497 | 1.6497 | 0.0046182 | 0.00032542 | 0.068702 | 5.1645e-10 | 5.1253e-08 | 5.1769e-08 | 0.000751 | 3.9263e-08 | 0.047491
Ceiling Insulation | structure | Generic Blown Cellulose R-30 | ft2 | 0.53 | All other converted paper product manufacturing | 322299/US | 0.35876 | 0.35876 | 0.00088241 | 0.00024708 | 0.084229 | 3.2912e-10 | 4.2051e-09 | 4.5342e-09 | 0.00022799 | 1.0756e-07 | 0.013045
Ceiling Insulation | structure | Generic Blown Cellulose R-38 | ft2 | 0.74 | All other converted paper product manufacturing | 322299/US | 0.50091 | 0.50091 | 0.001232 | 0.00034498 | 0.1176 | 4.5953e-10 | 5.8713e-09 | 6.3308e-09 | 0.00031833 | 1.5017e-07 | 0.018213
Ceiling Insulation | structure | Generic Blown Cellulose R-49 | ft2 | 1.02 | All other converted paper product manufacturing | 322299/US | 0.69045 | 0.69045 | 0.0016982 | 0.00047551 | 0.1621 | 6.3341e-10 | 8.0928e-09 | 8.7262e-09 | 0.00043878 | 2.07e-07 | 0.025105
Ceiling Insulation | structure | Generic Blown Cellulose R-60 | ft2 | 1.31 | All other converted paper product manufacturing | 322299/US | 0.88675 | 0.88675 | 0.002181 | 0.0006107 | 0.20819 | 8.135e-10 | 1.0394e-08 | 1.1207e-08 | 0.00056353 | 2.6585e-07 | 0.032242
Ceiling Insulation | structure | Generic Blown Cellulose R-30 | ft2 | 0.85 | All other converted paper product manufacturing | 322299/US | 0.57537 | 0.57537 | 0.0014152 | 0.00039626 | 0.13508 | 5.2784e-10 | 6.744e-09 | 7.2719e-09 | 0.00036565 | 1.725e-07 | 0.02092
Ceiling Insulation | structure | Generic Blown Cellulose R-38 | ft2 | 1.1 | All other converted paper product manufacturing | 322299/US | 0.7446 | 0.7446 | 0.0018314 | 0.00051281 | 0.17481 | 6.8309e-10 | 8.7276e-09 | 9.4106e-09 | 0.00047319 | 2.2323e-07 | 0.027074
Ceiling Insulation | structure | Generic Blown Cellulose R-49 | ft2 | 1.42 | All other converted paper product manufacturing | 322299/US | 0.96121 | 0.96121 | 0.0023642 | 0.00066198 | 0.22567 | 8.8181e-10 | 1.1266e-08 | 1.2148e-08 | 0.00061085 | 2.8817e-07 | 0.034949
Ceiling Insulation | structure | Generic Blown Cellulose R-60 | ft2 | 1.75 | All other converted paper product manufacturing | 322299/US | 1.1846 | 1.1846 | 0.0029136 | 0.00081583 | 0.27811 | 1.0867e-09 | 1.3885e-08 | 1.4971e-08 | 0.00075281 | 3.5514e-07 | 0.043072
Ceiling Insulation | structure | Generic Fiberglass Batt R-30 | ft2 | 1.47 | Mineral Wool Manufacturing | 327993/US | 1.1272 | 1.1272 | 0.0027969 | 0.0005929 | 0.14744 | 1.1746e-09 | 8.3026e-09 | 9.4772e-09 | 0.0011934 | 1.7817e-07 | 0.030117
Ceiling Insulation | structure | Generic Fiberglass Batt R-30 | ft2 | 1.25 | Mineral Wool Manufacturing | 327993/US | 0.9585 | 0.9585 | 0.0023783 | 0.00050417 | 0.12538 | 9.9883e-10 | 7.06e-09 | 8.0589e-09 | 0.0010148 | 1.5151e-07 | 0.02561
Ceiling Insulation | structure | Generic Fiberglass Batt R-38 | ft2 | 1.65 | Mineral Wool Manufacturing | 327993/US | 1.2652 | 1.2652 | 0.0031394 | 0.0006655 | 0.1655 | 1.3185e-09 | 9.3193e-09 | 1.0638e-08 | 0.0013395 | 1.9999e-07 | 0.033805
Ceiling Insulation | structure | Generic Fiberglass Batt R-38 | ft2 | 1.6 | Mineral Wool Manufacturing | 327993/US | 1.2269 | 1.2269 | 0.0030443 | 0.00064534 | 0.16048 | 1.2785e-09 | 9.0368e-09 | 1.0315e-08 | 0.001299 | 1.9393e-07 | 0.032781
Ceiling Insulation | structure | Generic Fiberglass Batt R-49 | ft2 | 2.37 | Mineral Wool Manufacturing | 327993/US | 1.8173 | 1.8173 | 0.0045093 | 0.00095591 | 0.23772 | 1.8938e-09 | 1.3386e-08 | 1.528e-08 | 0.0019241 | 2.8726e-07 | 0.048556
Ceiling Insulation | structure | Generic Fiberglass Batt R-60 | ft2 | 2.94 | Mineral Wool Manufacturing | 327993/US | 2.2544 | 2.2544 | 0.0055938 | 0.0011858 | 0.29489 | 2.3492e-09 | 1.6605e-08 | 1.8954e-08 | 0.0023868 | 3.5635e-07 | 0.060235
Ceiling Insulation | structure | Generic Fiberglass Batt R-60 | ft2 | 2.5 | Mineral Wool Manufacturing | 327993/US | 1.917 | 1.917 | 0.0047567 | 0.0010083 | 0.25076 | 1.9977e-09 | 1.412e-08 | 1.6118e-08 | 0.0020296 | 3.0302e-07 | 0.05122
Ceiling Insulation | structure | Generic Blown Fiberglass R-30 | ft2 | 0.94 | Mineral Wool Manufacturing | 327993/US | 0.72079 | 0.72079 | 0.0017885 | 0.00037914 | 0.094284 | 7.5112e-10 | 5.3091e-09 | 6.0603e-09 | 0.00076314 | 1.1393e-07 | 0.019259
Ceiling Insulation | structure | Generic Blown Fiberglass R-38 | ft2 | 1.17 | Mineral Wool Manufacturing | 327993/US | 0.89716 | 0.89716 | 0.0022261 | 0.0004719 | 0.11735 | 9.3491e-10 | 6.6082e-09 | 7.5431e-09 | 0.00094986 | 1.4181e-07 | 0.023971
Ceiling Insulation | structure | Generic Blown Fiberglass R-49 | ft2 | 1.62 | Mineral Wool Manufacturing | 327993/US | 1.2422 | 1.2422 | 0.0030823 | 0.0006534 | 0.16249 | 1.2945e-09 | 9.1498e-09 | 1.0444e-08 | 0.0013152 | 1.9635e-07 | 0.033191
Ceiling Insulation | structure | Generic Blown Fiberglass R-60 | ft2 | 1.87 | Mineral Wool Manufacturing | 327993/US | 1.4339 | 1.4339 | 0.003558 | 0.00075424 | 0.18757 | 1.4943e-09 | 1.0562e-08 | 1.2056e-08 | 0.0015182 | 2.2666e-07 | 0.038313
Ceiling Insulation | structure | Average Blown Mineral Wool R-30 | ft2 | 1.34 | Mineral Wool Manufacturing | 327993/US | 1.0275 | 1.0275 | 0.0025496 | 0.00054047 | 0.13441 | 1.0707e-09 | 7.5684e-09 | 8.6391e-09 | 0.0010879 | 1.6242e-07 | 0.027454
Ceiling Insulation | structure | Average Blown Mineral Wool R-38 | ft2 | 1.69 | Mineral Wool Manufacturing | 327993/US | 1.2959 | 1.2959 | 0.0032155 | 0.00068164 | 0.16951 | 1.3504e-09 | 9.5452e-09 | 1.0896e-08 | 0.001372 | 2.0484e-07 | 0.034625
Ceiling Insulation | structure | Average Blown Mineral Wool R-49 | ft2 | 2.19 | Mineral Wool Manufacturing | 327993/US | 1.6793 | 1.6793 | 0.0041668 | 0.00088331 | 0.21966 | 1.75e-09 | 1.2369e-08 | 1.4119e-08 | 0.0017779 | 2.6544e-07 | 0.044869
Ceiling Insulation | structure | Average Blown Mineral Wool R-60 | ft2 | 2.68 | Mineral Wool Manufacturing | 327993/US | 2.055 | 2.055 | 0.0050992 | 0.0010809 | 0.26881 | 2.1415e-09 | 1.5137e-08 | 1.7278e-08 | 0.0021758 | 3.2483e-07 | 0.054908
Roof Cover Underlayment | structure | 1 layer felt underlay | ft2 | 0.08 | Finished and coated fabric | 313300/US | 0.059181 | 0.059181 | 9.9231e-05 | 4.6638e-05 | 0.051748 | 1.5896e-11 | 3.153e-10 | 3.312e-10 | 3.2193e-05 | 1.535e-08 | 0.0011422
Roof Cover Underlayment | structure | 1 layer felt underlay | ft2 | 0.08 | Finished and coated fabric | 313300/US | 0.059181 | 0.059181 | 9.9231e-05 | 4.6638e-05 | 0.051748 | 1.5896e-11 | 3.153e-10 | 3.312e-10 | 3.2193e-05 | 1.535e-08 | 0.0011422
Roof Cover Underlayment | structure | 1 layer felt underlay | ft2 | 0.08 | Finished and coated fabric | 313300/US | 0.059181 | 0.059181 | 9.9231e-05 | 4.6638e-05 | 0.051748 | 1.5896e-11 | 3.153e-10 | 3.312e-10 | 3.2193e-05 | 1.535e-08 | 0.0011422
Roof Cover Underlayment | structure | 2 layer felt underlay | ft2 | 0.16 | Finished and coated fabric | 313300/US | 0.11836 | 0.11836 | 0.00019846 | 9.3277e-05 | 0.1035 | 3.1792e-11 | 6.3061e-10 | 6.624e-10 | 6.4387e-05 | 3.07e-08 | 0.0022843
Roof Cover Underlayment | structure | 2 layer felt underlay | ft2 | 0.16 | Finished and coated fabric | 313300/US | 0.11836 | 0.11836 | 0.00019846 | 9.3277e-05 | 0.1035 | 3.1792e-11 | 6.3061e-10 | 6.624e-10 | 6.4387e-05 | 3.07e-08 | 0.0022843
Roof Cover Underlayment | structure | 2 layer felt underlay | ft2 | 0.16 | Finished and coated fabric | 313300/US | 0.11836 | 0.11836 | 0.00019846 | 9.3277e-05 | 0.1035 | 3.1792e-11 | 6.3061e-10 | 6.624e-10 | 6.4387e-05 | 3.07e-08 | 0.0022843
Roof Cover Underlayment | structure | fiberglass-felt underlay | ft2 | 0.25 | Finished and coated fabric | 313300/US | 0.18494 | 0.18494 | 0.0003101 | 0.00014574 | 0.16171 | 4.9675e-11 | 9.8532e-10 | 1.035e-09 | 0.0001006 | 4.7968e-08 | 0.0035693
Roof Cover Underlayment | structure | fiberglass-felt underlay | ft2 | 0.24 | Finished and coated fabric | 313300/US | 0.17754 | 0.17754 | 0.00029769 | 0.00013991 | 0.15524 | 4.7688e-11 | 9.4591e-10 | 9.936e-10 | 9.658e-05 | 4.6049e-08 | 0.0034265
Roof Cover Underlayment | structure | synthetic underlay | ft2 | 0.06 | Synthetic rubber and artificial and synthetic fibers and filaments manufacturing | 3252A0/US | 0.071546 | 0.071546 | 0.00011426 | 7.2194e-05 | 0.056333 | 2.4125e-11 | 3.7189e-10 | 3.9601e-10 | 3.6537e-05 | 3.4452e-08 | 0.0016247
Roof Cover Underlayment | structure | synthetic underlay | ft2 | 0.07 | Synthetic rubber and artificial and synthetic fibers and filaments manufacturing | 3252A0/US | 0.08347 | 0.08347 | 0.0001333 | 8.4227e-05 | 0.065721 | 2.8146e-11 | 4.3387e-10 | 4.6201e-10 | 4.2627e-05 | 4.0194e-08 | 0.0018955
Roof Cover Underlayment | structure | synthetic underlay | ft2 | 0.1 | Synthetic rubber and artificial and synthetic fibers and filaments manufacturing | 3252A0/US | 0.11924 | 0.11924 | 0.00019043 | 0.00012032 | 0.093888 | 4.0209e-11 | 6.1981e-10 | 6.6002e-10 | 6.0895e-05 | 5.742e-08 | 0.0027079
Roof Cover | structure | Asphalt Shingles | ft2 | 1.15 | Asphalt Shingles | 324122/US | 1.2929 | 1.2929 | 0.0016477 | 0.00027897 | 0.042168 | 6.0803e-10 | 1.0918e-08 | 1.1526e-08 | 0.00031956 | 6.0188e-08 | 0.037748
Roof Cover | structure | Asphalt Shingles | ft2 | 1.07 | Asphalt Shingles | 324122/US | 1.203 | 1.203 | 0.0015331 | 0.00025956 | 0.039234 | 5.6573e-10 | 1.0158e-08 | 1.0724e-08 | 0.00029733 | 5.6001e-08 | 0.035122
Roof Cover | structure | Asphalt Shingles | ft2 | 2.24 | Asphalt Shingles | 324122/US | 2.5184 | 2.5184 | 0.0032094 | 0.00054338 | 0.082136 | 1.1843e-09 | 2.1266e-08 | 2.245e-08 | 0.00062245 | 1.1724e-07 | 0.073526
Roof Cover | structure | Asphalt Shingles | ft2 | 1.21 | Asphalt Shingles | 324122/US | 1.3604 | 1.3604 | 0.0017336 | 0.00029352 | 0.044368 | 6.3975e-10 | 1.1487e-08 | 1.2127e-08 | 0.00033624 | 6.3328e-08 | 0.039717
Roof Cover | structure | Clay Tiles | ft2 | 8.35 | Clay and ceramic products | 327100/US | 5.3255 | 5.3255 | 0.0084526 | 0.001914 | 0.47596 | 1.9117e-09 | 6.3557e-08 | 6.5469e-08 | 0.0022252 | 4.3716e-07 | 0.1279
Roof Cover | structure | Clay Tiles | ft2 | 11.8 | Clay and ceramic products | 327100/US | 7.5259 | 7.5259 | 0.011945 | 0.0027049 | 0.67261 | 2.7015e-09 | 8.9818e-08 | 9.2519e-08 | 0.0031446 | 6.1778e-07 | 0.18074
Roof Cover | structure | Clay Tiles | ft2 | 15.25 | Clay and ceramic products | 327100/US | 9.7263 | 9.7263 | 0.015437 | 0.0034957 | 0.86926 | 3.4914e-09 | 1.1608e-07 | 1.1957e-07 | 0.004064 | 7.984e-07 | 0.23359
Roof Cover | structure | Metal Roofing | ft2 | 2.24 | Ornamental and architectural metal products manufacturing | 332320/US | 0.99679 | 0.99679 | 0.0013797 | 0.00044549 | 0.17116 | 3.645e-10 | 1.5853e-08 | 1.6217e-08 | 0.00033969 | 2.239e-07 | 0.021727
Roof Cover | structure | Metal Roofing | ft2 | 1.8 | Ornamental and architectural metal products manufacturing | 332320/US | 0.80099 | 0.80099 | 0.0011087 | 0.00035798 | 0.13754 | 2.9291e-10 | 1.2739e-08 | 1.3032e-08 | 0.00027297 | 1.7992e-07 | 0.017459
Roof Cover | structure | Metal Roofing | ft2 | 2.8 | Ornamental and architectural metal products manufacturing | 332320/US | 1.246 | 1.246 | 0.0017247 | 0.00055686 | 0.21395 | 4.5563e-10 | 1.9816e-08 | 2.0272e-08 | 0.00042462 | 2.7988e-07 | 0.027159
Roof Cover | structure | Metal Roofing | ft2 | 2.18 | Ornamental and architectural metal products manufacturing | 332320/US | 0.97009 | 0.97009 | 0.0013428 | 0.00043356 | 0.16657 | 3.5474e-10 | 1.5428e-08 | 1.5783e-08 | 0.00033059 | 2.179e-07 | 0.021145
Roof Cover and underlayment combined | structure | Asphalt Shingles & 1 layer felt underlay | ft2 | 0 | Asphalt Shingles | 324122/US | 0 | 0 | 0 | 0 | 0 | 0 | 0 | 0 | 0 | 0 | 0
Roof Cover and underlayment combined | structure | Asphalt Shingles & 2 layers felt underlay | ft2 | 0 | Asphalt Shingles | 324122/US | 0 | 0 | 0 | 0 | 0 | 0 | 0 | 0 | 0 | 0 | 0
Roof Cover and underlayment combined | structure | Asphalt Shingles & fiberglass-felt underlay | ft2 | 0 | Asphalt Shingles | 324122/US | 0 | 0 | 0 | 0 | 0 | 0 | 0 | 0 | 0 | 0 | 0
Roof Cover and underlayment combined | structure | Asphalt Shingles & synthetic underlay | ft2 | 0 | Asphalt Shingles | 324122/US | 0 | 0 | 0 | 0 | 0 | 0 | 0 | 0 | 0 | 0 | 0
Roof Cover and underlayment combined | structure | Clay Tiles & 1 layer felt underlay | ft2 | 0 | Clay and ceramic products | 327100/US | 0 | 0 | 0 | 0 | 0 | 0 | 0 | 0 | 0 | 0 | 0
Roof Cover and underlayment combined | structure | Clay Tiles & 2 layers felt underlay | ft2 | 0 | Clay and ceramic products | 327100/US | 0 | 0 | 0 | 0 | 0 | 0 | 0 | 0 | 0 | 0 | 0
Roof Cover and underlayment combined | structure | Clay Tiles & fiberglass-felt underlay | ft2 | 0 | Clay and ceramic products | 327100/US | 0 | 0 | 0 | 0 | 0 | 0 | 0 | 0 | 0 | 0 | 0
Roof Cover and underlayment combined | structure | Clay Tiles & synthetic underlay | ft2 | 0 | Clay and ceramic products | 327100/US | 0 | 0 | 0 | 0 | 0 | 0 | 0 | 0 | 0 | 0 | 0
Roof Sheathing | structure | 3/8" OSB | ft2 | 0.86062 | Veneer, plywood, and engineered wood product manufacturing | 321200/US | 0.52694 | 0.52694 | 0.0013166 | 0.00033064 | 0.19857 | 7.2347e-10 | 9.6203e-09 | 1.0344e-08 | 0.00066998 | 2.1824e-07 | 0.025393
Roof Sheathing | structure | 3/8" OSB | ft2 | 0.98438 | Veneer, plywood, and engineered wood product manufacturing | 321200/US | 0.60271 | 0.60271 | 0.0015059 | 0.00037818 | 0.22713 | 8.275e-10 | 1.1004e-08 | 1.1831e-08 | 0.00076632 | 2.4962e-07 | 0.029044
Roof Sheathing | structure | 3/8" OSB | ft2 | 1.2919 | Veneer, plywood, and engineered wood product manufacturing | 321200/US | 0.79098 | 0.79098 | 0.0019763 | 0.00049632 | 0.29808 | 1.086e-09 | 1.4441e-08 | 1.5527e-08 | 0.0010057 | 3.276e-07 | 0.038117
Roof Sheathing | structure | 3/8" OSB | ft2 | 1.7944 | Veneer, plywood, and engineered wood product manufacturing | 321200/US | 1.0987 | 1.0987 | 0.002745 | 0.00068938 | 0.41402 | 1.5084e-09 | 2.0058e-08 | 2.1566e-08 | 0.0013969 | 4.5503e-07 | 0.052943
Roof Sheathing | structure | 3/8" Plywood | ft2 | 1.2094 | Veneer, plywood, and engineered wood product manufacturing | 321200/US | 0.74047 | 0.74047 | 0.0018501 | 0.00046463 | 0.27904 | 1.0166e-09 | 1.3519e-08 | 1.4535e-08 | 0.00094147 | 3.0668e-07 | 0.035682
Roof Sheathing | structure | 3/8" Plywood | ft2 | 1.5588 | Veneer, plywood, and engineered wood product manufacturing | 321200/US | 0.95438 | 0.95438 | 0.0023845 | 0.00059885 | 0.35966 | 1.3103e-09 | 1.7424e-08 | 1.8735e-08 | 0.0012135 | 3.9528e-07 | 0.045991
Roof Sheathing | structure | 3/8" Plywood | ft2 | 1.2031 | Veneer, plywood, and engineered wood product manufacturing | 321200/US | 0.73664 | 0.73664 | 0.0018405 | 0.00046223 | 0.2776 | 1.0114e-09 | 1.3449e-08 | 1.446e-08 | 0.00093661 | 3.051e-07 | 0.035498
Roof Sheathing | structure | 3/8" Plywood | ft2 | 1.6031 | Veneer, plywood, and engineered wood product manufacturing | 321200/US | 0.98155 | 0.98155 | 0.0024524 | 0.0006159 | 0.36989 | 1.3476e-09 | 1.792e-08 | 1.9268e-08 | 0.001248 | 4.0653e-07 | 0.0473
Roof Sheathing | structure | 3/8" Plywood | ft2 | 1.6562 | Veneer, plywood, and engineered wood product manufacturing | 321200/US | 1.0141 | 1.0141 | 0.0025337 | 0.00063631 | 0.38215 | 1.3923e-09 | 1.8514e-08 | 1.9906e-08 | 0.0012894 | 4.2e-07 | 0.048867
Roof Sheathing | structure | 3/8" Plywood | ft2 | 1.6744 | Veneer, plywood, and engineered wood product manufacturing | 321200/US | 1.0252 | 1.0252 | 0.0025614 | 0.00064327 | 0.38633 | 1.4075e-09 | 1.8717e-08 | 2.0124e-08 | 0.0013035 | 4.246e-07 | 0.049402
Facade | structure | Generic Brick & Mortar | ft2 | 3 | Clay and ceramic products | 327100/US | 1.9134 | 1.9134 | 0.0030369 | 0.00068768 | 0.171 | 6.8683e-10 | 2.2835e-08 | 2.3522e-08 | 0.00079948 | 1.5706e-07 | 0.045952
Facade | structure | Generic Brick & Mortar | ft2 | 5 | Clay and ceramic products | 327100/US | 3.1889 | 3.1889 | 0.0050614 | 0.0011461 | 0.285 | 1.1447e-09 | 3.8058e-08 | 3.9203e-08 | 0.0013325 | 2.6177e-07 | 0.076586
Facade | structure | Generic Brick & Mortar | ft2 | 10 | Clay and ceramic products | 327100/US | 6.3779 | 6.3779 | 0.010123 | 0.0022923 | 0.57001 | 2.2894e-09 | 7.6117e-08 | 7.8406e-08 | 0.0026649 | 5.2354e-07 | 0.15317
Facade | structure | Generic Aluminum Siding | ft2 | 1.89 | Ornamental and architectural metal products manufacturing | 332320/US | 0.84104 | 0.84104 | 0.0011641 | 0.00037588 | 0.14441 | 3.0755e-10 | 1.3376e-08 | 1.3684e-08 | 0.00028662 | 1.8892e-07 | 0.018332
Facade | structure | Generic Aluminum Siding | ft2 | 1.59 | Ornamental and architectural metal products manufacturing | 332320/US | 0.70754 | 0.70754 | 0.00097936 | 0.00031622 | 0.12149 | 2.5873e-10 | 1.1253e-08 | 1.1512e-08 | 0.00024112 | 1.5893e-07 | 0.015422
Facade | structure | Generic Aluminum Siding | ft2 | 2.02 | Ornamental and architectural metal products manufacturing | 332320/US | 0.89889 | 0.89889 | 0.0012442 | 0.00040174 | 0.15435 | 3.287e-10 | 1.4296e-08 | 1.4625e-08 | 0.00030633 | 2.0191e-07 | 0.019593
Facade | structure | Average Vinyl Siding | ft2 | 0.896 | Other plastics product manufacturing | 326190/US | 0.65553 | 0.65553 | 0.00099741 | 0.00047483 | 0.17996 | 2.1801e-10 | 5.1791e-09 | 5.3971e-09 | 0.00022226 | 3.2581e-07 | 0.01468
Facade | structure | Average Vinyl Siding | ft2 | 5.92 | Other plastics product manufacturing | 326190/US | 4.3312 | 4.3312 | 0.00659 | 0.0031373 | 1.189 | 1.4404e-09 | 3.4219e-08 | 3.566e-08 | 0.0014685 | 2.1526e-06 | 0.096994
Facade | structure | Average Vinyl Siding | ft2 | 0.896 | Other plastics product manufacturing | 326190/US | 0.65553 | 0.65553 | 0.00099741 | 0.00047483 | 0.17996 | 2.1801e-10 | 5.1791e-09 | 5.3971e-09 | 0.00022226 | 3.2581e-07 | 0.01468
Facade | structure | Average Insulated Vinyl Siding | ft2 | 2 | Other plastics product manufacturing | 326190/US | 1.4632 | 1.4632 | 0.0022264 | 0.0010599 | 0.40169 | 4.8662e-10 | 1.1561e-08 | 1.2047e-08 | 0.00049611 | 7.2725e-07 | 0.032768
Facade | structure | Average Insulated Vinyl Siding | ft2 | 4.5 | Other plastics product manufacturing | 326190/US | 3.2923 | 3.2923 | 0.0050093 | 0.0023848 | 0.9038 | 1.0949e-09 | 2.6011e-08 | 2.7106e-08 | 0.0011162 | 1.6363e-06 | 0.073729
Facade | structure | Average Insulated Vinyl Siding | ft2 | 7 | Other plastics product manufacturing | 326190/US | 5.1213 | 5.1213 | 0.0077922 | 0.0037096 | 1.4059 | 1.7032e-09 | 4.0462e-08 | 4.2165e-08 | 0.0017364 | 2.5454e-06 | 0.11469
Facade | structure | Generic Cedar Siding | ft2 | 4.28 | Plywood and veneer | 321200/US | 2.6205 | 2.6205 | 0.0065474 | 0.0016443 | 0.98754 | 3.5979e-09 | 4.7843e-08 | 5.1441e-08 | 0.0033319 | 1.0854e-06 | 0.12628
Facade | structure | Generic Cedar Siding | ft2 | 3.16 | Plywood and veneer | 321200/US | 1.9348 | 1.9348 | 0.0048341 | 0.001214 | 0.72912 | 2.6564e-09 | 3.5323e-08 | 3.798e-08 | 0.00246 | 8.0133e-07 | 0.093235
Facade | structure | Generic Cedar Siding | ft2 | 9.72 | Plywood and veneer | 321200/US | 5.9513 | 5.9513 | 0.014869 | 0.0037343 | 2.2427 | 8.171e-09 | 1.0865e-07 | 1.1682e-07 | 0.0075668 | 2.4649e-06 | 0.28679
Facade | structure | Generic Stucco Traditional (Residential) | ft2 | 0.55 | Other nonmetallic mineral products | 327999/US | 0.54903 | 0.54903 | 0.0011774 | 0.0001206 | 0.021146 | 2.2226e-10 | 1.2519e-08 | 1.2741e-08 | 0.00029476 | 2.9518e-08 | 0.018536
Facade | structure | Generic Stucco Traditional (Residential) | ft2 | 0.565 | Other nonmetallic mineral products | 327999/US | 0.564 | 0.564 | 0.0012095 | 0.00012389 | 0.021722 | 2.2832e-10 | 1.286e-08 | 1.3089e-08 | 0.00030279 | 3.0323e-08 | 0.019042
Facade | structure | Generic Stucco Traditional (Residential) | ft2 | 0.58 | Other nonmetallic mineral products | 327999/US | 0.57898 | 0.57898 | 0.0012417 | 0.00012718 | 0.022299 | 2.3438e-10 | 1.3202e-08 | 1.3436e-08 | 0.00031083 | 3.1128e-08 | 0.019548
Facade | structure | Average Polypropylene Siding | ft2 | 4.0925 | Other plastics product manufacturing | 326190/US | 2.9942 | 2.9942 | 0.0045557 | 0.0021688 | 0.82197 | 9.9576e-10 | 2.3656e-08 | 2.4652e-08 | 0.0010152 | 1.4881e-06 | 0.067053
Facade | structure | Average Polypropylene Siding | ft2 | 3.9286 | Other plastics product manufacturing | 326190/US | 2.8742 | 2.8742 | 0.0043732 | 0.0020819 | 0.78903 | 9.5586e-10 | 2.2708e-08 | 2.3664e-08 | 0.0009745 | 1.4285e-06 | 0.064366
Facade | structure | Average Polypropylene Siding | ft2 | 3.8217 | Other plastics product manufacturing | 326190/US | 2.796 | 2.796 | 0.0042542 | 0.0020253 | 0.76757 | 9.2986e-10 | 2.2091e-08 | 2.302e-08 | 0.00094799 | 1.3897e-06 | 0.062616
Exterior Wall Sheathing | structure | 3/8" OSB | ft2 | 0.86062 | Veneer, plywood, and engineered wood product manufacturing | 321200/US | 0.52694 | 0.52694 | 0.0013166 | 0.00033064 | 0.19857 | 7.2347e-10 | 9.6203e-09 | 1.0344e-08 | 0.00066998 | 2.1824e-07 | 0.025393
Exterior Wall Sheathing | structure | 3/8" OSB | ft2 | 0.98438 | Veneer, plywood, and engineered wood product manufacturing | 321200/US | 0.60271 | 0.60271 | 0.0015059 | 0.00037818 | 0.22713 | 8.275e-10 | 1.1004e-08 | 1.1831e-08 | 0.00076632 | 2.4962e-07 | 0.029044
Exterior Wall Sheathing | structure | 3/8" OSB | ft2 | 1.2919 | Veneer, plywood, and engineered wood product manufacturing | 321200/US | 0.79098 | 0.79098 | 0.0019763 | 0.00049632 | 0.29808 | 1.086e-09 | 1.4441e-08 | 1.5527e-08 | 0.0010057 | 3.276e-07 | 0.038117
Exterior Wall Sheathing | structure | 3/8" OSB | ft2 | 1.7944 | Veneer, plywood, and engineered wood product manufacturing | 321200/US | 1.0987 | 1.0987 | 0.002745 | 0.00068938 | 0.41402 | 1.5084e-09 | 2.0058e-08 | 2.1566e-08 | 0.0013969 | 4.5503e-07 | 0.052943
Exterior Wall Sheathing | structure | 3/8" Plywood | ft2 | 1.2094 | Veneer, plywood, and engineered wood product manufacturing | 321200/US | 0.74047 | 0.74047 | 0.0018501 | 0.00046463 | 0.27904 | 1.0166e-09 | 1.3519e-08 | 1.4535e-08 | 0.00094147 | 3.0668e-07 | 0.035682
Exterior Wall Sheathing | structure | 3/8" Plywood | ft2 | 1.5588 | Veneer, plywood, and engineered wood product manufacturing | 321200/US | 0.95438 | 0.95438 | 0.0023845 | 0.00059885 | 0.35966 | 1.3103e-09 | 1.7424e-08 | 1.8735e-08 | 0.0012135 | 3.9528e-07 | 0.045991
Exterior Wall Sheathing | structure | 3/8" Plywood | ft2 | 1.2031 | Veneer, plywood, and engineered wood product manufacturing | 321200/US | 0.73664 | 0.73664 | 0.0018405 | 0.00046223 | 0.2776 | 1.0114e-09 | 1.3449e-08 | 1.446e-08 | 0.00093661 | 3.051e-07 | 0.035498
Exterior Wall Sheathing | structure | 3/8" Plywood | ft2 | 1.6031 | Veneer, plywood, and engineered wood product manufacturing | 321200/US | 0.98155 | 0.98155 | 0.0024524 | 0.0006159 | 0.36989 | 1.3476e-09 | 1.792e-08 | 1.9268e-08 | 0.001248 | 4.0653e-07 | 0.0473
Exterior Wall Sheathing | structure | 3/8" Plywood | ft2 | 1.6562 | Veneer, plywood, and engineered wood product manufacturing | 321200/US | 1.0141 | 1.0141 | 0.0025337 | 0.00063631 | 0.38215 | 1.3923e-09 | 1.8514e-08 | 1.9906e-08 | 0.0012894 | 4.2e-07 | 0.048867
Exterior Wall Sheathing | structure | 3/8" Plywood | ft2 | 1.6744 | Veneer, plywood, and engineered wood product manufacturing | 321200/US | 1.0252 | 1.0252 | 0.0025614 | 0.00064327 | 0.38633 | 1.4075e-09 | 1.8717e-08 | 2.0124e-08 | 0.0013035 | 4.246e-07 | 0.049402

## Cost Data
component | type | product | functional_unit | unit_cost | labor_unit_cost | details | source
Underfloor Insulation | structure | Generic Blown Cellulose R-30 | ft2 | 0.53 | 0.43 | 37 bags needed for 1000 ft2., 1 bag is $14.42 at Home Depot. | (https://www.homedepot.com/p/Greenfiber-25-lbs-Cellulose-Blown-In-Insulation-or-Spray-Applied-Insulation-INSSANC/311574454) (https://images.thdstatic.com/catalog/pdfImages/e5/e52cd6ab-b01b-4e9b-a2db-1aef7feb9b8e.pdf)
Underfloor Insulation | structure | Generic Blown Cellulose R-38 | ft2 | 0.74 | 0.62 | 51 bags needed for 1000 ft2., 1 bag is $14.42 at Home Depot. | (https://www.homedepot.com/p/Greenfiber-25-lbs-Cellulose-Blown-In-Insulation-or-Spray-Applied-Insulation-INSSANC/311574454) (https://images.thdstatic.com/catalog/pdfImages/e5/e52cd6ab-b01b-4e9b-a2db-1aef7feb9b8e.pdf)
Underfloor Insulation | structure | Generic Blown Cellulose R-49 | ft2 | 1.02 | 0.7 | 71 bags needed for 1000 ft2., 1 bag is $14.42 at Home Depot. | (https://www.homedepot.com/p/Greenfiber-25-lbs-Cellulose-Blown-In-Insulation-or-Spray-Applied-Insulation-INSSANC/311574454) (https://images.thdstatic.com/catalog/pdfImages/e5/e52cd6ab-b01b-4e9b-a2db-1aef7feb9b8e.pdf)
Underfloor Insulation | structure | Generic Blown Cellulose R-60 | ft2 | 1.31 | 0.8 | 91 bags needed for 1000 ft2., 1 bag is $14.42 at Home Depot. | (https://www.homedepot.com/p/Greenfiber-25-lbs-Cellulose-Blown-In-Insulation-or-Spray-Applied-Insulation-INSSANC/311574454) (https://images.thdstatic.com/catalog/pdfImages/e5/e52cd6ab-b01b-4e9b-a2db-1aef7feb9b8e.pdf)
Underfloor Insulation | structure | Generic Blown Cellulose R-30 | ft2 | 0.85 | 0.43 | 34 bags needed for 1000 ft2., 36 bags is $899 at Home Depot. | (https://www.homedepot.com/p/TAP-Pest-Control-Insulation-TAP-EPA-Registered-Pest-Control-Cellulose-Blown-In-Insulation-30-lbs-36-Bags-INSTAPLD/305501160) (https://images.thdstatic.com/catalog/pdfImages/f1/f1f43399-a141-45b9-aeda-58bc343fc852.pdf)
Underfloor Insulation | structure | Generic Blown Cellulose R-38 | ft2 | 1.1 | 0.62 | 44 bags needed for 1000 ft2., 36 bags is $899 at Home Depot. | (https://www.homedepot.com/p/TAP-Pest-Control-Insulation-TAP-EPA-Registered-Pest-Control-Cellulose-Blown-In-Insulation-30-lbs-36-Bags-INSTAPLD/305501160) (https://images.thdstatic.com/catalog/pdfImages/f1/f1f43399-a141-45b9-aeda-58bc343fc852.pdf)
Underfloor Insulation | structure | Generic Blown Cellulose R-49 | ft2 | 1.42 | 0.7 | 57 bags needed for 1000 ft2., 36 bags is $899 at Home Depot. | (https://www.homedepot.com/p/TAP-Pest-Control-Insulation-TAP-EPA-Registered-Pest-Control-Cellulose-Blown-In-Insulation-30-lbs-36-Bags-INSTAPLD/305501160) (https://images.thdstatic.com/catalog/pdfImages/f1/f1f43399-a141-45b9-aeda-58bc343fc852.pdf)
Underfloor Insulation | structure | Generic Blown Cellulose R-60 | ft2 | 1.75 | 0.8 | 70 bags needed for 1000 ft2., 36 bags is $899 at Home Depot. | (https://www.homedepot.com/p/TAP-Pest-Control-Insulation-TAP-EPA-Registered-Pest-Control-Cellulose-Blown-In-Insulation-30-lbs-36-Bags-INSTAPLD/305501160) (https://images.thdstatic.com/catalog/pdfImages/f1/f1f43399-a141-45b9-aeda-58bc343fc852.pdf)
Underfloor Insulation | structure | Generic Fiberglass Batt R-30 | ft2 | 1.47 | 0.33 | $86 per bag, covers 58.67 ft2 | (https://www.homedepot.com/p/Owens-Corning-R-30-Faced-Fiberglass-Insulation-Batt-16-in-x-48-in-1-Bag-ME24/100320328)
Underfloor Insulation | structure | Generic Fiberglass Batt R-30 | ft2 | 1.25 | 0.33 | $879.28 per pallet, covers 704 ft2 | (https://www.homedepot.com/p/Knauf-Insulation-R-30-EcoBatt-Kraft-Faced-Fiberglass-Insulation-Batt-10-in-x-24-in-x-48-in-8-Bags-690987/313646736)
Underfloor Insulation | structure | Generic Fiberglass Batt R-38 | ft2 | 1.65 | 0.33 | $1162 per pallet, covers 704 ft2 | (https://www.homedepot.com/p/Knauf-Insulation-R-38-EcoBatt-Kraft-Faced-Fiberglass-Insulation-Batt-12-in-x-16-in-x-48-in-12-Bags-690988/313646737)
Underfloor Insulation | structure | Generic Fiberglass Batt R-38 | ft2 | 1.6 | 0.33 | $574.74 per pallet, covers 341.36 ft2 | https://www.homedepot.com/p/Owens-Corning-R-38-Kraft-Faced-Fiberglass-Insulation-Batt-16-in-x-48-in-8-Bags-ME25/315273898
Underfloor Insulation | structure | Generic Fiberglass Batt R-49 | ft2 | 2.37 | 0.33 | $909.29 per pallet, covers 384 ft2 | https://www.homedepot.com/p/Knauf-Insulation-R-49-EcoBatt-Unfaced-Fiberglass-Insulation-Batt-13-3-4-in-x-24-in-x-48-in-8-Bags-691004/313646777
Underfloor Insulation | structure | Generic Fiberglass Batt R-60 | ft2 | 2.94 | 0.33 | $86 per bag, covers 58.67 ft2 (double layer to get to r60) | (https://www.homedepot.com/p/Owens-Corning-R-30-Faced-Fiberglass-Insulation-Batt-16-in-x-48-in-1-Bag-ME24/100320328)
Underfloor Insulation | structure | Generic Fiberglass Batt R-60 | ft2 | 2.5 | 0.33 | $879.28 per pallet, covers 704 ft2 (double layer to get to r60) | (https://www.homedepot.com/p/Knauf-Insulation-R-30-EcoBatt-Kraft-Faced-Fiberglass-Insulation-Batt-10-in-x-24-in-x-48-in-8-Bags-690987/313646736)
Underfloor Insulation | structure | Generic Blown Fiberglass R-30 | ft2 | 0.94 | 0.79 | $64.20/bag. 1 bag covers 68.5ft2 @ R30 | https://www.homedepot.com/p/Owens-Corning-R-19-R-60-AttiCat-PINK-Fiberglass-Blown-in-Insulation-27-5-lb-1-Bag-L38A/100541755
Underfloor Insulation | structure | Generic Blown Fiberglass R-38 | ft2 | 1.17 | 0.97 | $64.20/bag. 1 bag covers 54.75ft2 @ R38 | https://www.homedepot.com/p/Owens-Corning-R-19-R-60-AttiCat-PINK-Fiberglass-Blown-in-Insulation-27-5-lb-1-Bag-L38A/100541755
Underfloor Insulation | structure | Generic Blown Fiberglass R-49 | ft2 | 1.62 | 1.21 | $64.20/bag. 1 bag covers 39.5ft2 @ R49 | https://www.homedepot.com/p/Owens-Corning-R-19-R-60-AttiCat-PINK-Fiberglass-Blown-in-Insulation-27-5-lb-1-Bag-L38A/100541755
Underfloor Insulation | structure | Generic Blown Fiberglass R-60 | ft2 | 1.87 | 1.58 | $64.20/bag. 1 bag covers 34.3ft2 @ R60 | https://www.homedepot.com/p/Owens-Corning-R-19-R-60-AttiCat-PINK-Fiberglass-Blown-in-Insulation-27-5-lb-1-Bag-L38A/100541755
Underfloor Insulation | structure | Average Blown Mineral Wool R-30 | ft2 | 1.34 | 0.43 | $25/bag, 18.68 ft2 per bag at r30 | (https://www.menards.com/main/b-1618255.htm?tid=1933377313178910852&ipos=9) (https://dcpd6wotaa0mb.cloudfront.net/mdms/dms/EIS/10021306/10021306-Thermafiber-INSUL-FILL-Blown-In-Attic-Insulation-Data-Sheet.pdf.pdf?v=1630913714000)
Underfloor Insulation | structure | Average Blown Mineral Wool R-38 | ft2 | 1.69 | 0.62 | $25/bag, 14.75 ft2 per bag at r38 | (https://www.menards.com/main/b-1618255.htm?tid=1933377313178910852&ipos=9) (https://dcpd6wotaa0mb.cloudfront.net/mdms/dms/EIS/10021306/10021306-Thermafiber-INSUL-FILL-Blown-In-Attic-Insulation-Data-Sheet.pdf.pdf?v=1630913714000)
Underfloor Insulation | structure | Average Blown Mineral Wool R-49 | ft2 | 2.19 | 0.7 | $25/bag, 11.44 ft2 per bag at r49 | (https://www.menards.com/main/b-1618255.htm?tid=1933377313178910852&ipos=9) (https://dcpd6wotaa0mb.cloudfront.net/mdms/dms/EIS/10021306/10021306-Thermafiber-INSUL-FILL-Blown-In-Attic-Insulation-Data-Sheet.pdf.pdf?v=1630913714000)
Underfloor Insulation | structure | Average Blown Mineral Wool R-60 | ft2 | 2.68 | 0.8 | $25/bag, 9.34 ft2 per bag at r60 | (https://www.menards.com/main/b-1618255.htm?tid=1933377313178910852&ipos=9) (https://dcpd6wotaa0mb.cloudfront.net/mdms/dms/EIS/10021306/10021306-Thermafiber-INSUL-FILL-Blown-In-Attic-Insulation-Data-Sheet.pdf.pdf?v=1630913714000)
Underfloor Insulation | structure | Polystyrene Foam Board R-5 | ft2 | 0.92 | 0.66 | 32 sqft. Board costs $29.38 | https://www.homedepot.com/p/Owens-Corning-FOAMULAR-NGX-F-150-1-in-x-4-ft-x-8-ft-SSE-R-5-XPS-Rigid-Foam-Board-Insulation-20WENGX/315197840
Underfloor Insulation | structure | Polystyrene Foam Board R-10 | ft2 | 1.35 | 0.66 | 32 sqft. Board costs $29.38 | https://www.homedepot.com/p/Owens-Corning-FOAMULAR-NGX-F-250-2-in-x-4-ft-x-8-ft-SSE-R-10-XPS-Rigid-Foam-Board-Insulation-52DDNGX/315197962
Underfloor Insulation | structure | Polyurethane Foam Board R-13.1 | ft2 | 1.48 | 0.66 | 32 sqft. Board costs $29.38 | https://www.homedepot.com/p/RMAX-Pro-Select-R-Matte-Plus-3-2-in-x-4-ft-x-8-ft-R-13-1-Foam-Insulation-Board-637898/313501510
Underfloor Ductwork | structure | flexible duct, aluminium/PET, DN of 125 | ft | 2.08 | 10 | $52 per 25 ft | https://www.homedepot.com/p/Master-Flow-6-in-x-25-ft-Insulated-Flexible-Duct-R6-Silver-Jacket-F6IFD6X300/100396935
Underfloor Ductwork | structure | flexible duct, aluminium/PET, DN of 125 | ft | 2.21 | 10 | $55.33 per 25 ft | https://www.homedepot.com/p/Master-Flow-5-in-x-25-ft-Insulated-Flexible-Duct-R6-Silver-Jacket-F6IFD5X300/100536641
Underfloor Ductwork | structure | flexible duct, aluminium/PET, DN of 125 | ft | 2.08 | 10 | $52 per 25 ft | https://www.homedepot.com/p/Master-Flow-4-in-x-25-ft-Insulated-Flexible-Duct-R6-Silver-Jacket-F6IFD4X300/100396934
Underfloor Ductwork | structure | ventilation duct, steel, 100x50 mm | ft | 3.2 | 10 | $16 per 5 ft, (not rectangular as ecoinvent record specifies, but approximately same perimeter) | https://www.homedepot.com/p/Master-Flow-4-in-x-5-ft-Round-Metal-Duct-Pipe-CP4X60/100196725
Underfloor Ductwork | structure | ventilation duct, steel, 100x50 mm | ft | 2.563333333 | 10 | $15.38 per 3 ft, but perimeter ~2x that specified in ecoinvent record | https://www.homedepot.com/p/Master-Flow-3-25-in-x-10-in-x-3-ft-Half-Section-Rectangular-Stack-Duct-RD3-25X10X36/100139237
Heating/Cooling Unit or HVAC | structure | heat pump - 36,000 btu | ea | 1843 | 250 |  | https://www.homedepot.com/p/Pioneer-YH-Series-Universal-Match-36000-BTU-Ducted-Central-Air-Conditioner-Split-Outside-Condenser-Section-Inverter-w-Heat-Pump-YH3036GHFD18R2/324721002
Heating/Cooling Unit or HVAC | structure | natural gas furnace - 88,000 btu | ea | 1776 | 250 |  | https://www.homedepot.com/p/ROYALTON-88-000-BTU-80-AFUE-Single-Stage-Upflow-Horizntal-Forced-Air-Natural-Gas-Furnace-with-4-Ton-ECM-Blower-Motor-80G1UH090BE16/307689685
Heating/Cooling Unit or HVAC | structure | natural gas furnace - 110,000 btu | ea | 3583 | 250 |  | https://www.homedepot.com/p/ROYALTON-110-000-BTU-96-2-Stage-Variable-Speed-Upflow-and-Horizontal-Gas-Furnace-96G2UH110CV20/313931472
Heating/Cooling Unit or HVAC | structure | natural gas furnace - 66,000 btu | ea | 2576 | 250 |  | https://www.homedepot.com/p/ROYALTON-66-000-BTU-96-2-Stage-Variable-Speed-Upflow-and-Horizontal-Gas-Furnace-96G2UH070BV12/313931475
Heating/Cooling Unit or HVAC | structure | natural gas furnace - 44,000 btu | ea | 1647 | 250 |  | https://www.homedepot.com/p/ROYALTON-44-000-BTU-80-AFUE-Single-Stage-Upflow-Horizntal-Forced-Air-Natural-Gas-Furnace-with-ECM-Blower-Motor-80G1UH045AE12/307689705
Heating/Cooling Unit or HVAC | structure | electric furnace - 68,242 btu | ea | 1952 | 250 |  | https://www.homedepot.com/p/Winchester-68-242-BTU-2-3-5-Ton-Mobile-Home-Electric-Furnace-with-ECM-Blower-Motor-WE30B4D-20/311651038
Heating/Cooling Unit or HVAC | structure | electric furnace - 51,182 btu | ea | 1727 | 250 |  | https://www.homedepot.com/p/Winchester-51-182-BTU-2-3-5-Ton-Mobile-Home-Electric-Furnace-with-ECM-Blower-Motor-WE30B4D-15/311655899
Heating/Cooling Unit or HVAC | structure | electric furnace - 40,878 btu | ea | 1677 | 250 |  | https://www.homedepot.com/p/Winchester-40-878-BTU-2-3-5-Ton-Mobile-Home-Electric-Furnace-with-EMC-Blower-Motor-WE30B4D-12/311650308
Heating/Cooling Unit or HVAC | structure | electric furnace - 34,121 btu | ea | 1630 | 250 |  | https://www.homedepot.com/p/Winchester-34-121-BTU-2-3-5-Ton-Mobile-Home-Electric-Furnace-With-ECM-Blower-Motor-WE30B4D-10/311650282
Heating/Cooling Unit or HVAC | structure | oil furnace - 84,000 - 140,000 btu | ea | 3724 | 250 |  | https://hvacdirect.com/thermo-pride-85-84-000-140-000-btu-lowboy-oil-furnace-spirit-vl.html
Heating/Cooling Unit or HVAC | structure | oil furnace - 70,000 - 106,250 btu | ea | 2885 | 250 |  | https://hvacdirect.com/thermo-pride-85-70-000-106-250-btu-highboy-oil-furnace-spirit-vhf-abp.html
Heating/Cooling Unit or HVAC | structure | oil furnace - 119,000 - 156,250 btu | ea | 3087 | 250 |  | https://hvacdirect.com/thermo-pride-85-119-000-156-250-btu-highboy-oil-furnace-spirit-vhf-8fa119p60b.html
Wood Subfloor | structure | 3/8" OSB | ft2 | 0.860625 | 0.54 | $27.54 per sheet. 32ft2 per sheet. | https://www.homedepot.com/p/23-32-in-T-G-OSB-Subfloor-Common-23-32-in-x-4-ft-x-8-ft-Actual-0-703-in-x-47-875-in-x-95-875-in-920924/100054132
Wood Subfloor | structure | 3/8" OSB | ft2 | 0.984375 | 0.54 | $31.5 per sheet. 32ft2 per sheet. | https://www.homedepot.com/p/Georgia-Pacific-23-32-in-x-4-ft-x-8-ft-DryGuard-Oriented-Strand-Board-1366248/308986837
Wood Subfloor | structure | 3/8" OSB | ft2 | 1.291875 | 0.54 | $41.34 per sheet. 32ft2 per sheet. | https://www.homedepot.com/p/Legacy-LP-Premium-23-32-in-Application-as-4-ft-x-8-ft-Tongue-and-Groove-OSB-Sub-Floor-41499/304947013
Wood Subfloor | structure | 3/8" OSB | ft2 | 1.794375 | 0.54 | $57.42 per sheet. 32ft2 per sheet. | https://www.homedepot.com/p/Advantech-23-32-in-x-4-ft-x-8-ft-T-G-OSB-Underlayment-Panel-1012405/202084475
Wood Subfloor | structure | 3/8" Plywood | ft2 | 1.209375 | 0.54 | $38.7 per sheet. 32ft2 per sheet. | https://www.homedepot.com/p/23-32-in-x-4-ft-x-8-ft-RTD-Sheathing-Syp-129323/303564747
Wood Subfloor | structure | 3/8" Plywood | ft2 | 1.55875 | 0.54 | $49.88 per sheet. 32ft2 per sheet. | https://www.homedepot.com/p/23-32-in-x-4-ft-x-8-ft-Cabinet-Grade-Plywood-Panel-Actual-0-688-in-x-48-in-x-96-in-1077486/302610611
Wood Subfloor | structure | 3/8" Plywood | ft2 | 1.203125 | 0.54 | $38.5 per sheet. 32ft2 per sheet. | https://www.homedepot.com/p/23-32-in-x-4-ft-x-8-ft-Fir-Sheathing-Plywood-Actual-0-688-in-x-48-in-x-96-in-439614/100034683
Wood Subfloor | structure | 3/8" Plywood | ft2 | 1.603125 | 0.54 | $51.3 per sheet. 32ft2 per sheet. | https://www.homedepot.com/p/23-32-in-x-4-ft-x-8-ft-Southern-Pine-Tongue-and-Groove-Plywood-Sheathing-605189/100003769
Wood Subfloor | structure | 3/8" Plywood | ft2 | 1.65625 | 0.54 | $53 per sheet. 32ft2 per sheet. | https://www.homedepot.com/p/23-32in-x-4-ft-x-8-ft-T-G-Dryply-Plywood-Actual-0-703-in-x-48-in-x-96-in-673014/202522977
Wood Subfloor | structure | 3/8" Plywood | ft2 | 1.674375 | 0.54 | $53.58 per sheet. 32ft2 per sheet. | https://www.homedepot.com/p/23-32-in-x-4-ft-x-8-ft-BC-Sanded-Pine-Plywood-201428/100061386
Finished Floor Underlayment | structure | 3/8" OSB | ft2 | 0.860625 | 0.54 | $27.54 per sheet. 32ft2 per sheet. | https://www.homedepot.com/p/23-32-in-T-G-OSB-Subfloor-Common-23-32-in-x-4-ft-x-8-ft-Actual-0-703-in-x-47-875-in-x-95-875-in-920924/100054132
Finished Floor Underlayment | structure | 3/8" OSB | ft2 | 0.984375 | 0.54 | $31.5 per sheet. 32ft2 per sheet. | https://www.homedepot.com/p/Georgia-Pacific-23-32-in-x-4-ft-x-8-ft-DryGuard-Oriented-Strand-Board-1366248/308986837
Finished Floor Underlayment | structure | 3/8" OSB | ft2 | 1.291875 | 0.54 | $41.34 per sheet. 32ft2 per sheet. | https://www.homedepot.com/p/Legacy-LP-Premium-23-32-in-Application-as-4-ft-x-8-ft-Tongue-and-Groove-OSB-Sub-Floor-41499/304947013
Finished Floor Underlayment | structure | 3/8" OSB | ft2 | 1.794375 | 0.54 | $57.42 per sheet. 32ft2 per sheet. | https://www.homedepot.com/p/Advantech-23-32-in-x-4-ft-x-8-ft-T-G-OSB-Underlayment-Panel-1012405/202084475
Finished Floor Underlayment | structure | 3/8" Plywood | ft2 | 1.209375 | 0.54 | $38.7 per sheet. 32ft2 per sheet. | https://www.homedepot.com/p/23-32-in-x-4-ft-x-8-ft-RTD-Sheathing-Syp-129323/303564747
Finished Floor Underlayment | structure | 3/8" Plywood | ft2 | 1.55875 | 0.54 | $49.88 per sheet. 32ft2 per sheet. | https://www.homedepot.com/p/23-32-in-x-4-ft-x-8-ft-Cabinet-Grade-Plywood-Panel-Actual-0-688-in-x-48-in-x-96-in-1077486/302610611
Finished Floor Underlayment | structure | 3/8" Plywood | ft2 | 1.203125 | 0.54 | $38.5 per sheet. 32ft2 per sheet. | https://www.homedepot.com/p/23-32-in-x-4-ft-x-8-ft-Fir-Sheathing-Plywood-Actual-0-688-in-x-48-in-x-96-in-439614/100034683
Finished Floor Underlayment | structure | 3/8" Plywood | ft2 | 1.603125 | 0.54 | $51.3 per sheet. 32ft2 per sheet. | https://www.homedepot.com/p/23-32-in-x-4-ft-x-8-ft-Southern-Pine-Tongue-and-Groove-Plywood-Sheathing-605189/100003769
Finished Floor Underlayment | structure | 3/8" Plywood | ft2 | 1.65625 | 0.54 | $53 per sheet. 32ft2 per sheet. | https://www.homedepot.com/p/23-32in-x-4-ft-x-8-ft-T-G-Dryply-Plywood-Actual-0-703-in-x-48-in-x-96-in-673014/202522977
Finished Floor Underlayment | structure | 3/8" Plywood | ft2 | 1.674375 | 0.54 | $53.58 per sheet. 32ft2 per sheet. | https://www.homedepot.com/p/23-32-in-x-4-ft-x-8-ft-BC-Sanded-Pine-Plywood-201428/100061386
Finished Floor Underlayment | structure | 1/8" Wood Fiber Underlayment | ft2 | 0.417149758 | 0.54 | $1727 per 4140 sqft. Pack | https://www.homedepot.com/p/STEICO-4-140-sq-ft-2-ft-x-3-ft-x-3-mm-Wood-Fiber-Underlayment-Sound-Barrier-for-Laminate-Vinyl-LVT-Hardwood-Floors-341928-C/323338464
Finished Floor Underlayment | structure | 1/8" Wood Fiber Underlayment | ft2 | 0.533333333 | 0.54 | $144 per 270 sqft. Pack | https://www.homedepot.com/p/STEICO-270-sq-ft-2-ft-x-3-ft-x-1-8-in-Wood-Fiber-Underlayment-Sound-Barrier-for-Laminate-Vinyl-LVT-Hardwood-Floors-341928-B/323338213
Finished Floor Underlayment | structure | 1/4" Wood Fiber Underlayment | ft2 | 0.861342593 | 0.54 | $1860.5 per 2160 sqft. Pack | https://www.homedepot.com/p/STEICO-2-160-sq-ft-2-ft-x-3-ft-x-6-mm-Wood-Fiber-Underlayment-Sound-Barrier-for-Laminate-Vinyl-LVT-Hardwood-Floors-361231-B/323338492
Finished Floor | structure | Average Hardwood | ft2 | 6.99 | 2.65 |  | https://www.homedepot.com/p/Bruce-Vintage-Farm-Hickory-Antique-Timbers-3-4-in-T-x-2-1-4-in-W-x-Varying-L-Solid-Hardwood-Flooring-20-sqft-case-SVF24AT/300607259
Finished Floor | structure | Average Hardwood | ft2 | 5.99 | 2.65 |  | https://www.homedepot.com/p/ASPEN-FLOORING-Caucho-Wood-Oakcrest-3-4-in-Thick-x-4-5-in-Wide-x-Varying-Length-Solid-Hardwood-Flooring-21-82-sq-ft-case-A30002/325094469
Finished Floor | structure | Average Hardwood | ft2 | 5.29 | 2.65 |  | https://www.homedepot.com/p/Bruce-Plano-Natural-Hickory-75-in-Thick-x-5-in-Width-x-Random-Length-Solid-Hardwood-Flooring-23-5-sqft-per-case-SHPL59M10S/307580603
Finished Floor | structure | Average Engineered Hardwood | ft2 | 4.4 | 2.65 |  | https://www.homedepot.com/p/Lifeproof-Blanca-Peak-Oak-0-70-in-x-6-5-in-W-Engineered-Hardwood-Click-Lock-Waterproof-Flooring-21-67-sq-ft-case-VTWHDBLAP6-5X48/314745823
Finished Floor | structure | Average Engineered Hardwood | ft2 | 6.29 | 2.65 |  | https://www.homedepot.com/p/Malibu-Wide-Plank-Nobu-French-Oak-5-8-in-T-x-9-4-in-W-Water-Resistant-Wire-Brushed-Engineered-Hardwood-Flooring-34-10-sq-ft-case-HDLCBE5692EF/326537582
Finished Floor | structure | Average Engineered Hardwood | ft2 | 5.99 | 2.65 |  | https://www.homedepot.com/p/ASPEN-FLOORING-Marigold-White-Oak-9-16-in-T-x-8-7-in-W-Engineered-Hardwood-Flooring-31-3-sqft-case-PHXCF216/314646517
Finished Floor | structure | Generic Terrazzo | ft2 | 7.66 | 10.45 |  | https://www.homedepot.com/p/Ivy-Hill-Tile-Fusion-Hex-Gray-Terrazzo-9-13-in-x-10-51-in-Matte-Porcelain-Floor-and-Wall-Tile-8-07-sq-ft-Case-EXT3RD106050/315417167
Finished Floor | structure | Generic Terrazzo | ft2 | 5.49 | 10.45 |  | https://www.homedepot.com/p/Roca-Casablanca-Terrazzo-Fun-Wh-8-in-x-8-in-Matte-Ceramic-Floor-and-Wall-Tile-12-7-sq-ft-Case-CAHYD015-88/316822965
Finished Floor | structure | Generic Terrazzo | ft2 | 16.99 | 10.45 |  | https://www.homedepot.com/p/Ivy-Hill-Tile-Terra-Italia-Calacatta-23-62-in-x-23-62-in-Honed-Marble-Terrazzo-Floor-and-Wall-Tile-3-87-sq-ft-Each-EXT3RD106972/317977197
Finished Floor | structure | Average Ceramic Tile | ft2 | 8.99 | 3.4 | Would tiles have to be replaced, or just repaired? | https://www.homedepot.com/p/Ivy-Hill-Tile-Saloni-Blue-2-95-in-x-11-81-in-Polished-Picket-Ceramic-Wall-Tile-5-91-sq-ft-Case-EXT3RD106377/316103024
Finished Floor | structure | Average Ceramic Tile | ft2 | 13.06 | 3.4 | Would tiles have to be replaced, or just repaired? | https://www.homedepot.com/p/Merola-Tile-Kings-Raku-Black-7-7-8-in-x-15-3-4-in-Ceramic-Wall-Tile-10-44-sq-ft-Case-WPERAKBK/315521290
Finished Floor | structure | Average Ceramic Tile | ft2 | 1.2 | 3.4 | Would tiles have to be replaced, or just repaired? | https://www.homedepot.com/p/Daltile-Restore-3-in-x-6-in-Ceramic-Bright-White-Subway-Tile-12-5-sq-ft-Case-RE1536MODHD1P4/302575146
Finished Floor | structure | Generic Marble Tile | ft2 | 5.79 | 3.4 | Would tiles have to be replaced, or just repaired? | https://www.homedepot.com/p/MSI-Alaska-Gray-Ledger-Panel-6-in-x-24-in-Natural-Marble-Wall-Tile-6-sq-ft-Case-LPNLMALAGRY624/207041865
Finished Floor | structure | Generic Marble Tile | ft2 | 10.47 | 3.4 | Would tiles have to be replaced, or just repaired? | https://www.homedepot.com/p/Daltile-Restore-Mist-Honed-12-in-x-12-in-Marble-Mosaic-Tile-9-7-sq-ft-Case-ST832HEXCCMS1U/319385205
Finished Floor | structure | Generic Marble Tile | ft2 | 15.87 | 3.4 | Would tiles have to be replaced, or just repaired? | https://www.homedepot.com/p/Daltile-Restore-Mist-Honed-12-in-x-12-in-Marble-Mosaic-Tile-0-97-sq-ft-piece-ST832HEXCCMS1U/305733196
Finished Floor | structure | Generic Cork Plank | ft2 | 4.29 | 1.35 |  | https://www.llflooring.com/p/renature-10-5-mm-medina-cork-flooring-11-61-in-wide-x-35-63-in-long-10022299.html
Finished Floor | structure | Generic Cork Plank | ft2 | 6.29 | 1.35 |  | https://www.llflooring.com/p/renature-10.5mm-wintergreen-chestnut-click-cork-flooring-7.28-in.-wide-x-48-in.-long-10052623.html
Finished Floor | structure | Generic Cork Plank | ft2 | 5.29 | 1.35 |  | https://www.llflooring.com/p/renature-10.5mm-apollo-cork-flooring-11.61-in.-wide-x-35.63-in.-long-10050790.html
Finished Floor | structure | Forbo Marmoleum - 2.5 mm | ft2 | 5.15 | 1.2 |  | https://www.greenbuildingsupply.com/All-Products/Marmoleum-Flooring-Shop-by-Collection/Forbo-Marmoleum-Real
Finished Floor | structure | Forbo Marmoleum - 2.0 mm | ft2 | 4.63 | 1.2 |  | https://www.greenbuildingsupply.com/All-Products/Forbo-Marmoleum-Composition-Tile-MCT?faux=87674
Finished Floor | structure | Forbo Eternal | ft2 | 5.99 | 1.2 |  | https://www.homedepot.com/p/Marmoleum-Cinch-Loc-Seal-Eternity-9-8-mm-Thick-x-11-81-in-Wide-X-35-43-in-Length-Laminate-Floor-Tile-20-34-sq-ft-Case-933866/301607308
Finished Floor | structure | Generic Resid. Broadloom Carpet - Nylon | ft2 | 3.49 | 0.62778 |  | https://www.homedepot.com/p/TrafficMaster-Social-Network-III-Tree-Bark-Brown-21-oz-Nylon-Loop-Installed-Carpet-0481D-26-12/205452024
Finished Floor | structure | Generic Resid. Broadloom Carpet - Nylon | ft2 | 3.79 | 0.62778 |  | https://www.homedepot.com/p/Lifeproof-Aura-Network-Gray-32-7-oz-Nylon-Pattern-Gray-Installed-Carpet-HDF0200590/310452090
Finished Floor | structure | Generic Resid. Broadloom Carpet - Nylon | ft2 | 4.99 | 0.62778 |  | https://www.homedepot.com/p/Lifeproof-Lightbourne-Pearl-Beige-39-3-oz-Nylon-Loop-Installed-Carpet-HDE8989100/307413623
Finished Floor | structure | Generic Resid. Broadloom Carpet - Wool | ft2 | 4.44 | 0.67222 |  | https://www.homedepot.com/p/Natural-Harmony-Bismarck-Natural-Brown-13-2-ft-28-oz-Wool-Berber-Installed-Carpet-316622/206322564
Finished Floor | structure | Generic Resid. Broadloom Carpet - Wool | ft2 | 6.64 | 0.67222 |  | https://www.homedepot.com/p/Natural-Harmony-Hampton-Rib-Cobblestone-Beige-13-2-ft-32-oz-Wool-Loop-Installed-Carpet-285768/206265567
Finished Floor | structure | Generic Resid. Broadloom Carpet - Wool | ft2 | 8.04 | 0.67222 |  | https://www.homedepot.com/p/Natural-Harmony-Quintessence-Dover-Beige-13-2-ft-55-oz-Wool-Berber-Installed-Carpet-255228/314136205
Finished Floor | structure | Generic Resid. Broadloom Carpet - Polyester | ft2 | 1 | 0.62778 |  | https://www.homedepot.com/p/TrafficMaster-Hartsfield-Skypoint-Beige-12-ft-Wide-x-Cut-to-Length-16-oz-SD-Polyester-Texture-Carpet-H2022-1815-1200/300824496
Finished Floor | structure | Generic Resid. Broadloom Carpet - Polyester | ft2 | 2.64 | 0.62778 |  | https://www.homedepot.com/p/Home-Decorators-Collection-Gemini-I-Keystone-Gray-38-oz-Polyester-Texture-Installed-Carpet-0714D-32-12/305756460
Finished Floor | structure | Generic Resid. Broadloom Carpet - Polyester | ft2 | 3.69 | 0.62778 |  | https://www.homedepot.com/p/Home-Decorators-Collection-Soft-Breath-II-Abbey-Gray-60-oz-SD-Polyester-Texture-Installed-Carpet-H0118-780-1200/310486297
Bottom Cabinets | structure | Home Depot lowest estimate | ea | 400 | 200 |  | https://custom.homedepot.com/estimator/kitchen/
Bottom Cabinets | structure | Home Depot medium estimate | ea | 4500 | 400 |  | https://custom.homedepot.com/estimator/kitchen/
Bottom Cabinets | structure | Home Depot higher estimate | ea | 10000 | 600 |  | https://custom.homedepot.com/estimator/kitchen/
Top Cabinets | structure | Home Depot lowest estimate | ea | 485 | 200 |  | https://custom.homedepot.com/estimator/kitchen/
Top Cabinets | structure | Home Depot medium estimate | ea | 4500 | 400 |  | https://custom.homedepot.com/estimator/kitchen/
Top Cabinets | structure | Home Depot higher estimate | ea | 9000 | 600 |  | https://custom.homedepot.com/estimator/kitchen/
Counter Tops | structure | Home Depot lowest estimate | ea | 571 | 100 |  | https://custom.homedepot.com/estimator/kitchen/
Counter Tops | structure | Home Depot medium estimate | ea | 2000 | 200 |  | https://custom.homedepot.com/estimator/kitchen/
Counter Tops | structure | Home Depot higher estimate | ea | 5000 | 300 |  | https://custom.homedepot.com/estimator/kitchen/
Bathroom Bottom Cabinets | structure | 24" vanity | ea | 158 | 45 |  | https://www.homedepot.com/p/Hampton-Bay-Courtland-Shaker-Assembled-24-00-in-Sink-Bath-Vanity-Cabinet-Only-in-Polar-White-VSB24-CSW/314971476
Bathroom Bottom Cabinets | structure | 36" vanity | ea | 549 | 56.5 |  | https://www.homedepot.com/p/Home-Decorators-Collection-Ridge-36-in-W-x-22-in-D-x-34-in-H-Bath-Vanity-Cabinet-without-Top-in-White-RG36-WH/321711932
Bathroom Bottom Cabinets | structure | 60" vanity | ea | 811 | 70 |  | https://www.homedepot.com/p/Home-Decorators-Collection-Naples-60-in-W-x-21-63-in-D-x-34-in-H-Bath-Vanity-Cabinet-without-Top-in-Distressed-Grey-NADGA6022DS/205761236
Bathroom Top Cabinets | structure | 23" wall cabinet | ea | 90 | 45 |  | https://www.homedepot.com/p/Glacier-Bay-Shaker-Style-23-in-W-Wall-Cabinet-with-Open-Shelf-in-White-5318WWHD/308061818
Bathroom Top Cabinets | structure | 26.5" wall cabinet | ea | 208 | 45 |  | https://www.homedepot.com/p/Home-Decorators-Collection-Naples-26-5-in-W-x-8-in-D-x-32-8-in-H-Bathroom-Storage-Wall-Cabinet-in-White-NAWO2633/203985030
Bathroom Top Cabinets | structure | 26" wall cabinet | ea | 297 | 45 |  | https://www.homedepot.com/p/Home-Decorators-Collection-Lamport-26-in-W-x-8-in-D-x-32-in-H-Bathroom-Storage-Wall-Cabinet-in-White-LMWW2632/313495640
Water Heater | structure | electric water heater - 50 gallon | ea | 689 | 250 |  | https://www.homedepot.com/p/Rheem-Gladiator-50-Gal-Tall-12-Year-5500-5500-Watt-Smart-Electric-Water-Heater-with-Leak-Detection-and-Auto-Shutoff-XE50T12CS55U1/309627202
Water Heater | structure | electric water heater - 50 gallon | ea | 519 | 250 |  | https://www.homedepot.com/p/Rheem-Performance-50-Gal-4500-Watt-Elements-Medium-Electric-Water-Heater-with-6-Year-Tank-Warranty-and-240-Volt-XE50M06ST45U1/326434092
Water Heater | structure | electric water heater - 38 gallon | ea | 529 | 250 |  | https://www.homedepot.com/p/Rheem-Performance-38-Gal-4500-Watt-Elements-Short-Electric-Water-Heater-with-6-Year-Tank-Warranty-and-240-Volt-XE38S06ST45U1/326590457
Water Heater | structure | natural gas water heater - 50 gallon | ea | 669 | 250 |  | https://www.homedepot.com/p/Rheem-Performance-50-Gal-Tall-6-Year-38-000-BTU-Natural-Gas-Tank-Water-Heater-XG50T06EC38U1/205811151
Water Heater | structure | natural gas water heater - 50 gallon | ea | 879 | 250 |  | https://www.homedepot.com/p/Rheem-Performance-Platinum-50-Gal-Tall-12-Year-40-000-BTU-High-Efficiency-Natural-Gas-Tank-Water-Heater-XG50T12HE40U0/204697785
Water Heater | structure | natural gas water heater - 40 gallon | ea | 719 | 250 |  | https://www.homedepot.com/p/Rheem-Performance-40-Gal-Tall-6-Year-32-000-BTU-Liquid-Propane-Tank-Water-Heater-XP40T06EC32U1/205810048
Water Heater | structure | tankless natural gas water heater - 9.5 gpm | ea | 1469 | 250 |  | https://www.homedepot.com/p/Rheem-Performance-Platinum-9-5-GPM-Natural-Gas-High-Efficiency-Indoor-Tankless-Water-Heater-ECOH200DVLN-2/304820618
Water Heater | structure | tankless natural gas water heater - 9.5 gpm | ea | 985 | 250 |  | https://www.homedepot.com/p/Rheem-Performance-Plus-9-5-GPM-Natural-Gas-Outdoor-Tankless-Water-Heater-ECO200XLN3-1/206934797
Water Heater | structure | tankless natural gas water heater - 11 gpm | ea | 1855 | 250 |  | https://www.homedepot.com/p/Rinnai-Super-High-Efficiency-Plus-11-GPM-Residential-199-000-BTU-Natural-Gas-Interior-Tankless-Water-Heater-RU199iN/306655613
Water Heater | structure | tankless electric water heater - 3.5 gpm | ea | 459 | 250 |  | https://www.homedepot.com/p/Rheem-Performance-18-kW-Self-Modulating-3-51-GPM-Tankless-Electric-Water-Heater-RETEX-18/300800620
Water Heater | structure | tankless electric water heater - 5.3 gpm | ea | 559 | 250 |  | https://www.homedepot.com/p/Rheem-Performance-27-kw-Self-Modulating-5-27-GPM-Tankless-Electric-Water-Heater-RETEX-27/300800755
Water Heater | structure | tankless electric water heater - 7 gpm | ea | 619 | 250 |  | https://www.homedepot.com/p/Rheem-Performance-36-kw-Self-Modulating-7-03-GPM-Tankless-Electric-Water-Heater-RETEX-36/300800822
Wall Paint - Interior | structure | latex interior paint + primer | ft2 | 0.076 | 0.48 | $152 for 5 gallons, 1 gallon can cover 400 ft2 | https://www.lowes.com/pd/Valspar-Ultra-White-Base-A-Satin-Tintable-Interior-Paint-Actual-Net-Contents-620-fl-oz/1000404619
Wall Paint - Exterior | structure | latex exterior paint + primer | ft2 | 0.1675 | 0.48 | $335 for 5 gallons, 1 gallon can cover 400 ft2 | https://www.lowes.com/pd/HGTV-HOME-by-Sherwin-Williams-Everlast-Satin-Ultra-White-Exterior-Tintable-Paint-5-Gallon/5005916579
Exterior Doors | structure | wood exterior door | ea | 708 | 65 |  | https://custom.homedepot.com/p/custom-blinds/Krosswood-Doors-Classic-Douglas-Fir-Exterior-Wood-Door-Collection/315188343
Exterior Doors | structure | wood exterior door | ea | 855 | 65 |  | https://custom.homedepot.com/p/custom-blinds/Krosswood-Doors-Craftsman-Douglas-Fir-Exterior-Wood-Door-Collection/314277374
Exterior Doors | structure | wood exterior door | ea | 1350 | 65 |  | https://www.homedepot.com/p/Krosswood-Doors-42-in-x-80-in-Rustic-Knotty-Alder-Top-Arch-V-Grooved-Right-Hand-Inswing-Unfinished-Exterior-Wood-Prehung-Front-Door-PHED-KA-002V-36-68-134-RH/307429833
Exterior Doors | structure | fiberglass exterior door | ea | 597 | 65 |  | https://custom.homedepot.com/p/custom-storm-doors/Steves-Sons-Legacy-Collection-Customizable-Fiberglass-Prehung-Front-Door-552936/311525091
Exterior Doors | structure | fiberglass exterior door | ea | 399 | 65 |  | https://www.homedepot.com/p/Feather-River-Doors-36-in-x-80-in-6-Lite-Clear-Craftsman-Unfinished-Smooth-Right-Hand-Inswing-Fiberglass-Prehung-Front-Door-GK3191/204487447
Exterior Doors | structure | fiberglass exterior door | ea | 1048 | 65 |  | https://custom.homedepot.com/p/custom-blinds/Feather-River-Doors-Lighthouse-Collection-Customizable-Fiberglass-Door/318827538
Exterior Doors | structure | steel exterior door | ea | 265 | 65 |  | https://www.homedepot.com/p/JELD-WEN-36-in-x-80-in-6-Panel-Primed-Steel-Prehung-Left-Hand-Inswing-Front-Door-w-Brickmould-THDJW166100275/202036442
Exterior Doors | structure | steel exterior door | ea | 349 | 65 |  | https://www.homedepot.com/p/JELD-WEN-32-in-x-80-in-9-Lite-Primed-Steel-Prehung-Left-Hand-Inswing-Entry-Door-with-Brickmould-735641/202036412
Exterior Doors | structure | steel exterior door | ea | 169 | 65 |  | https://www.homedepot.com/p/Masonite-32-in-x-80-in-Premium-6-Panel-Primed-Steel-Front-Door-Slab-45000/100097293
Interior Doors | structure | hollow-core interior door | ea | 58 | 60 |  | https://www.homedepot.com/p/JELD-WEN-30-in-x-80-in-6-Panel-Colonist-Primed-Textured-Molded-Composite-Interior-Door-Slab-THDQC236300003/202036884
Interior Doors | structure | hollow-core interior door | ea | 66 | 60 |  | https://www.homedepot.com/p/JELD-WEN-28-in-x-80-in-6-Panel-Colonist-Primed-Textured-Molded-Composite-Interior-Door-Slab-THDQC236300002/202036883
Interior Doors | structure | hollow-core interior door | ea | 82 | 60 |  | https://www.homedepot.com/p/JELD-WEN-36-in-x-80-in-6-Panel-Colonist-Primed-Textured-Molded-Composite-MDF-Interior-Door-Slab-THDQC236300005/202036886
Sheetrock/drywall | structure | Gypsum Wallboard Regular (1/2") | ft2 | 0.366875 | 0.93 | $11.74 per 32sqft sheet | https://www.homedepot.com/p/Gold-Bond-High-Strength-LITE-Gypsum-Board-1-2-in-x-4-ft-x-8-ft-50000103/202809177
Sheetrock/drywall | structure | Gypsum Wallboard Regular (1/2") | ft2 | 0.514375 | 0.93 | $16.46 per 32sqft sheet | https://www.homedepot.com/p/Gold-Bond-PURPLE-XP-1-2-in-x-4-ft-x-8-ft-Mold-Resistant-Moisture-Resistant-Drywall-Sheet-50001464/202090534
Sheetrock/drywall | structure | Gypsum Wallboard Regular (1/2") | ft2 | 0.3953125 | 0.93 | $12.65 per 32sqft sheet | https://www.homedepot.com/p/Gold-Bond-Kal-Kore-Lite-1-2-in-x-4-ft-x-8-ft-Plaster-Base-Drywall-Sheet-50000840/205912175
Sheetrock/drywall | structure | Gypsum Wallboard Type X (5/8") | ft2 | 0.40375 | 0.93 | $12.92 per 32sqft sheet | https://www.homedepot.com/p/USG-Sheetrock-Brand-5-8-in-x-4-ft-x-8-ft-Firecode-X-Drywall-14211011308/100321591
Sheetrock/drywall | structure | Gypsum Wallboard Type X (5/8") | ft2 | 0.40375 | 0.93 | $12.92 per 32sqft sheet | https://www.homedepot.com/p/American-Gypsum-5-8-in-x-4-ft-x-8-ft-Regular-Gypsum-Board-419109/325371299
Wall Insulation | structure | Generic Blown Cellulose R-13 | ft2 | 0.2 | 0.22 | 14 bags needed for 1000 ft2., 1 bag is $14.42 at Home Depot. | (https://www.homedepot.com/p/Greenfiber-25-lbs-Cellulose-Blown-In-Insulation-or-Spray-Applied-Insulation-INSSANC/311574454) (https://images.thdstatic.com/catalog/pdfImages/e5/e52cd6ab-b01b-4e9b-a2db-1aef7feb9b8e.pdf)
Wall Insulation | structure | Generic Blown Cellulose R-19 | ft2 | 0.3 | 0.29 | 21 bags needed for 1000 ft2., 1 bag is $14.42 at Home Depot. | (https://www.homedepot.com/p/Greenfiber-25-lbs-Cellulose-Blown-In-Insulation-or-Spray-Applied-Insulation-INSSANC/311574454) (https://images.thdstatic.com/catalog/pdfImages/e5/e52cd6ab-b01b-4e9b-a2db-1aef7feb9b8e.pdf)
Wall Insulation | structure | Generic Blown Cellulose R-13 | ft2 | 0.37 | 0.22 | 15 bags needed for 1000 ft2., 36 bags is $899 at Home Depot. | (https://www.homedepot.com/p/TAP-Pest-Control-Insulation-TAP-EPA-Registered-Pest-Control-Cellulose-Blown-In-Insulation-30-lbs-36-Bags-INSTAPLD/305501160) (https://images.thdstatic.com/catalog/pdfImages/f1/f1f43399-a141-45b9-aeda-58bc343fc852.pdf)
Wall Insulation | structure | Generic Blown Cellulose R-19 | ft2 | 0.52 | 0.29 | 21 bags needed for 1000 ft2., 36 bags is $899 at Home Depot. | (https://www.homedepot.com/p/TAP-Pest-Control-Insulation-TAP-EPA-Registered-Pest-Control-Cellulose-Blown-In-Insulation-30-lbs-36-Bags-INSTAPLD/305501160) (https://images.thdstatic.com/catalog/pdfImages/f1/f1f43399-a141-45b9-aeda-58bc343fc852.pdf)
Wall Insulation | structure | Generic Fiberglass Batt R-13 | ft2 | 0.962556306 | 0.33 | $1025.7 per 1065.6 sqft. Pallet | https://www.homedepot.com/p/Owens-Corning-R-13-Kraft-Faced-Fiberglass-Insulation-Fiberglass-Insulation-Batt-15-in-x-93-in-10-Bags-BF10/205470785
Wall Insulation | structure | Generic Fiberglass Batt R-13 | ft2 | 0.750611979 | 0.33 | $1152.94 per 1536 sqft. Pallet | https://www.homedepot.com/p/Owens-Corning-R-13-Unfaced-Fiberglass-Insulation-Batt-24-in-x-96-in-8-Bags-M65/202568740
Wall Insulation | structure | Generic Fiberglass Batt R-13 | ft2 | 0.583767202 | 0.33 | $1018.09 per 1744 sqft. Pallet | https://www.homedepot.com/p/Knauf-Insulation-R-13-EcoBatt-Kraft-Faced-Fiberglass-Insulation-Batt-3-1-2-in-x-15-in-x-93-in-15-Bags-690979/313646769
Wall Insulation | structure | Generic Fiberglass Roll R-13 | ft2 | 0.46675 | 0.33 | $18.67 per 40 sqft. roll | https://www.homedepot.com/p/Owens-Corning-R-13-Faced-Fiberglass-Insulation-Roll-15-in-x-32-ft-1-Roll-RF10/202585857
Wall Insulation | structure | Generic Fiberglass Roll R-13 | ft2 | 0.754552083 | 0.33 | $724.37 per 960 sqft. roll | https://www.homedepot.com/p/Owens-Corning-R-13-Kraft-Faced-Fiberglass-Insulation-Roll-15-in-x-384-in-24-Rolls-RF10/314607544
Wall Insulation | structure | Generic Fiberglass Roll R-13 | ft2 | 0.629923611 | 0.33 | $907.09 per 1440 sqft. roll | https://www.homedepot.com/p/Knauf-Insulation-R-13-EcoRoll-Kraft-Faced-Fiberglass-Insulation-Roll-3-1-2-in-x-15-in-x-32-ft-36-Rolls-690975/313646780
Wall Insulation | structure | Generic Fiberglass Batt R-19 | ft2 | 0.64625 | 0.33 | $661.76 per 1024 sqft. Pallet | https://www.homedepot.com/p/R-19-EcoBatt-Kraft-Faced-Fiberglass-Insulation-Batt-6-1-4-in-x-24-in-x-48-in-8-Bags-690984/313646741
Wall Insulation | structure | Generic Fiberglass Batt R-19 | ft2 | 1.082167742 | 0.33 | $838.68 per 775 sqft. Pallet | https://www.homedepot.com/p/Owens-Corning-R-19-Kraft-Faced-Fiberglass-Insulation-Batt-15-in-x-93-in-10-Bags-E61/315132875
Wall Insulation | structure | Generic Fiberglass Batt R-19 | ft2 | 0.991674376 | 0.33 | $1072 per 1081 sqft. Pallet | https://www.homedepot.com/p/Knauf-Insulation-R-19-EcoBatt-Kraft-Faced-Fiberglass-Insulation-Batt-6-1-4-in-x-23-in-x-94-in-8-Bags-690983/313646740
Wall Insulation | structure | Generic Fiberglass Roll R-19 | ft2 | 0.969877913 | 0.33 | $873.86 per 901 sqft. roll | https://www.homedepot.com/p/Knauf-Insulation-R-19-EcoRoll-Kraft-Faced-Fiberglass-Insulation-Roll-6-1-4-in-x-23-in-x-39-2-ft-12-Rolls-690976/313646778
Wall Insulation | structure | Generic Fiberglass Roll R-19 | ft2 | 0.865947787 | 0.33 | $762.9 per 881 sqft. roll | https://www.homedepot.com/p/Knauf-Insulation-R-19-EcoRoll-Kraft-Faced-Fiberglass-Insulation-Roll-6-1-4-in-x-15-in-x-39-16-ft-18-Rolls-690977/313646776
Wall Insulation | structure | Generic Fiberglass Roll R-19 | ft2 | 0.868055556 | 0.33 | $42.50 per 48.96 sqft. roll | https://www.homedepot.com/p/Owens-Corning-R-19-Faced-Fiberglass-Insulation-Roll-15-in-x-39-2-ft-1-Roll-RF40/202585898
Wall Insulation | structure | Average Mineral Wool Board R-13 | ft2 | 1.149234694 | 0.45 | $45.05 per 39.2 sqft pallet | https://www.homedepot.com/p/Owens-Corning-R13-Thermafiber-Fire-and-Sound-Guard-Plus-Mineral-Wool-Insulation-Batt-15-in-x-47-in-1196588/319880476
Wall Insulation | structure | Average Mineral Wool Board R-19 | ft2 | 1.235969388 | 0.34 | $48.45 per 39.2 sqft pallet | https://www.homedepot.com/p/Owens-Corning-15-in-x-47-in-R15-Thermafiber-Fire-and-Sound-Guard-Plus-Mineral-Wool-Insulation-Batt-1196590/319880538
Wall Insulation | structure | Average Blown Mineral Wool R-13 | ft2 | 0.58 | 0.45 | $25/bag, 43 ft2 per bag at r13 | (https://www.menards.com/main/b-1618255.htm?tid=1933377313178910852&ipos=9) (https://dcpd6wotaa0mb.cloudfront.net/mdms/dms/EIS/10021306/10021306-Thermafiber-INSUL-FILL-Blown-In-Attic-Insulation-Data-Sheet.pdf.pdf?v=1630913714000)
Wall Insulation | structure | Average Blown Mineral Wool R-19 | ft2 | 0.85 | 0.34 | $25/bag, 29.5 ft2 per bag at r13 | (https://www.menards.com/main/b-1618255.htm?tid=1933377313178910852&ipos=9) (https://dcpd6wotaa0mb.cloudfront.net/mdms/dms/EIS/10021306/10021306-Thermafiber-INSUL-FILL-Blown-In-Attic-Insulation-Data-Sheet.pdf.pdf?v=1630913714000)
Baseboard | structure | MDF Base Moulding | ft | 2.4225 | 1.9 | $19.38 per 8ft | https://www.homedepot.com/p/Woodgrain-Millwork-Timeless-Craftsman-55E1-5-1-2-in-x-11-16-in-x-96-in-Primed-MDF-Base-Moulding-10026967/302793194
Baseboard | structure | Pine wood baseboard molding | ft | 2.84 | 1.9 | $2.84 per foot | https://www.homedepot.com/p/Alexandria-Moulding-9-16-in-D-x-5-1-4-in-W-Pine-Wood-Baseboard-Molding-0E163-93192C/100008905
Baseboard | structure | Vinyl Base Molding | ft | 1.928333333 | 1.9 | $23.14 per 12ft | https://www.homedepot.com/p/Royal-Mouldings-12-ft-x-3-1-4-in-x-9-16-in-Vinyl-Colonial-Base-Molding-0752712001/100575144
Refrigerator | structure | 10.1 ft3 Refrigerator | ea | 379 | 0 |  | https://www.homedepot.com/p/Magic-Chef-10-1-cu-ft-Top-Freezer-Refrigerator-in-White-HMDR1000WE/302245066
Refrigerator | structure | 18.7 ft3 Refrigerator | ea | 799 | 0 |  | https://www.homedepot.com/p/Vissani-18-7-cu-ft-Bottom-Freezer-Refrigerator-in-Stainless-Steel-MDBF18SS/316674409
Refrigerator | structure | 17.6 ft3 Refrigerator | ea | 1198 | 0 |  | https://www.homedepot.com/p/Frigidaire-31-5-in-17-6-cu-ft-Counter-Depth-French-Door-Refrigerator-brushed-steel-FRFG1723AV/318840093
Dishwasher | structure | 24 in. dishwasher | ea | 348 | 0 |  | https://www.homedepot.com/p/Frigidaire-24-In-in-Front-Control-Built-In-Tall-Tub-Dishwasher-in-Stainless-Steel-with-3-Cycles-55-dBA-FFCD2413US/305855016
Dishwasher | structure | 24 in. dishwasher | ea | 548 | 0 |  | https://www.homedepot.com/p/LG-24-in-Stainless-Steel-Front-Control-Dishwasher-48-dBA-LDFN454HT/316419422
Dishwasher | structure | 24 in. dishwasher | ea | 898 | 0 |  | https://www.homedepot.com/p/LG-24-in-Stainless-Steel-Front-Control-Dishwasher-48-dBA-LDFN454HT/316419422
Microwave | structure | .7 ft3 microwave | ea | 65 | 0 |  | https://www.homedepot.com/p/Magic-Chef-0-7-cu-ft-Countertop-Microwave-in-Black-with-Gray-Cavity-HMM770B/305708068
Microwave | structure | 1.6 ft3 microwave | ea | 198 | 0 |  | https://www.homedepot.com/p/GE-1-6-cu-ft-Over-the-Range-Microwave-in-Stainless-Steel-JVM3160RFSS/204394354
Microwave | structure | 2.2 ft3 microwave | ea | 449 | 0 |  | https://www.homedepot.com/p/FRIGIDAIRE-GALLERY-24-4375-in-Width-2-2-cu-ft-Stainless-Steel-1100-Watt-Built-In-Microwave-GMBS3068AF/320574931
Clothes Washer | structure | Top load washer | ea | 478 | 0 |  | https://www.homedepot.com/p/Hotpoint-3-8-cu-ft-Top-Load-Washer-with-Stainless-Steel-Basket-in-White-HTW240ASKWS/207188935
Clothes Washer | structure | Top load washer | ea | 578 | 0 |  | https://www.homedepot.com/p/Maytag-4-5-cu-ft-Top-Load-Washer-in-White-MVW4505MW/321151188
Clothes Washer | structure | Front load washer | ea | 748 | 0 |  | https://www.homedepot.com/p/LG-4-5-cu-ft-Large-Capacity-High-Efficiency-Stackable-Smart-Front-Load-Washer-with-Steam-in-Graphite-Steel-WM3600HVA/312441373
Clothes Washer | structure | Front load washer | ea | 628 | 0 |  | https://www.homedepot.com/p/Samsung-4-5-cu-ft-High-Efficiency-Front-Load-Washer-with-Self-Clean-in-Brushed-Black-WF45T6000AV/314312141
Clothes Dryer | structure | Electric dryer | ea | 598 | 0 |  | https://www.homedepot.com/p/GE-7-4-cu-ft-Electric-Dryer-with-Sensor-Dry-in-White-GTD58EBSVWS/324668239
Clothes Dryer | structure | Electric dryer | ea | 628 | 0 |  | https://www.homedepot.com/p/Samsung-7-5-cu-ft-Stackable-Vented-Electric-Dryer-with-Sensor-Dry-in-Brushed-Black-DVE45T6000V/314312330
Clothes Dryer | structure | Gas dryer | ea | 798 | 0 |  | https://www.homedepot.com/p/LG-7-4-Cu-Ft-Vented-Stackable-Gas-Dryer-in-White-with-Sensor-Dry-DLG3401W/312429905
Clothes Dryer | structure | Gas dryer | ea | 578 | 0 |  | https://www.homedepot.com/p/Hotpoint-6-2-cu-ft-Gas-Dryer-in-White-with-Auto-Dry-HTX24GASKWS/207188949
Oven/stove | structure | Electric Range | ea | 648 | 0 |  | https://www.homedepot.com/p/GE-30-in-5-3-cu-ft-Freestanding-Electric-Range-in-Stainless-Steel-JB645RKSS/206942923
Oven/stove | structure | Electric Range | ea | 798 | 0 |  | https://www.homedepot.com/p/GE-30-in-5-3-cu-ft-Freestanding-Electric-Range-in-Stainless-Steel-with-Convection-Air-Fry-Cooking-JB735SPSS/314138205
Oven/stove | structure | Electric Range | ea | 1198 | 0 |  | https://www.homedepot.com/p/GE-30-in-6-6-cu-ft-Freestanding-Double-Oven-Electric-Range-in-Stainless-Steel-with-Convection-and-Air-Fry-JBS86SPSS/313240870
Oven/stove | structure | Gas Range | ea | 648 | 0 |  | https://www.homedepot.com/p/GE-30-in-5-0-cu-ft-Freestanding-Gas-Range-in-Stainless-Steel-with-Griddle-JGBS66REKSS/206943135
Oven/stove | structure | Gas Range | ea | 1198 | 0 |  | https://www.homedepot.com/p/GE-30-in-6-8-cu-ft-Freestanding-Double-Oven-Gas-Range-in-Stainless-Steel-with-Convection-and-Air-Fry-JGBS86SPSS/313246979
Oven/stove | structure | Gas Range | ea | 798 | 0 |  | https://www.homedepot.com/p/GE-30-in-5-0-cu-ft-Gas-Range-with-Self-Cleaning-Convection-Oven-and-Air-Fry-in-Stainless-Steel-JGB735SPSS/314138082
Range hood | structure | Under cabinet range hood | ea | 229 | 0 |  | https://www.homedepot.com/p/Vissani-Cenza-30-in-340-CFM-Convertible-Under-Cabinet-Range-Hood-in-Stainless-Steel-with-Electronic-Touch-Controls-QR255S/323245783
Range hood | structure | Under cabinet range hood | ea | 133 | 0 |  | https://www.homedepot.com/p/Broan-NuTone-RL6200-Series-30-in-Ductless-Under-Cabinet-Range-Hood-with-Light-in-Stainless-Steel-RL6230SS/300540705
Range hood | structure | Under cabinet range hood | ea | 281 | 0 |  | https://www.homedepot.com/p/30-in-900-CFM-Ducted-Under-Cabinet-with-Light-and-Hand-Motion-Speed-Control-Range-Hood-in-Stainless-Steel-HSHC02-30-AR/323472890
Bottom Outlets | structure | 15 amp duplex outlet | ea | 2.42 | 36 |  | https://www.homedepot.com/p/Leviton-Decora-15-Amp-Tamper-Resistant-Duplex-Outlet-White-10-Pack-M22-T5325-WMP/100684055
Bottom Outlets | structure | 15 amp duplex outlet | ea | 1.89 | 36 |  | https://www.homedepot.com/p/Leviton-Decora-15-Amp-Residential-Grade-Grounding-Duplex-Outlet-White-10-Pack-M24-05325-WMP/100357041
Bottom Outlets | structure | 15 amp duplex outlet | ea | 1.22 | 36 |  | https://www.homedepot.com/p/Leviton-15-Amp-Tamper-Resistant-Duplex-Outlet-White-10-Pack-M22-T5320-WMP/100684043
Top Outlets | structure | 15 amp duplex outlet | ea | 2.42 | 36 |  | https://www.homedepot.com/p/Leviton-Decora-15-Amp-Tamper-Resistant-Duplex-Outlet-White-10-Pack-M22-T5325-WMP/100684055
Top Outlets | structure | 15 amp duplex outlet | ea | 1.89 | 36 |  | https://www.homedepot.com/p/Leviton-Decora-15-Amp-Residential-Grade-Grounding-Duplex-Outlet-White-10-Pack-M24-05325-WMP/100357041
Top Outlets | structure | 15 amp duplex outlet | ea | 1.22 | 36 |  | https://www.homedepot.com/p/Leviton-15-Amp-Tamper-Resistant-Duplex-Outlet-White-10-Pack-M22-T5320-WMP/100684043
Light Switches | structure | light switch | ea | 1.7 | 31 |  | https://www.homedepot.com/p/Leviton-15-Amp-3-Way-Toggle-Switch-White-6-Pack-M22-01453-2WM/100146004
Light Switches | structure | light switch | ea | 0.77 | 31 |  | https://www.homedepot.com/p/Leviton-15-Amp-Single-Pole-Toggle-Light-Switch-White-R52-01451-02W/100026991
Light Switches | structure | light switch | ea | 1.38 | 31 |  | https://www.homedepot.com/p/Leviton-15-Amp-Preferred-Switch-White-10-Pack-M52-RS115-2WM/100684036
Wiring | structure | 12/2 solid Romex | 4m | 0.43 | 0 | wiring labor included with outlets/switches | https://www.homedepot.com/p/Southwire-250-ft-12-2-Solid-Romex-SIMpull-CU-NM-B-W-G-Wire-28828269/202019375
Wiring | structure | 12/2 solid Romex | 4m | 0.43 | 0 |  | https://www.homedepot.com/p/Southwire-1000-ft-12-2-Solid-Romex-SIMpull-CU-NM-B-W-G-Wire-28828201/202316226
Wiring | structure | 12/2 solid CerroMax | 4m | 0.82 | 0 |  | https://www.homedepot.com/p/Cerrowire-1000-ft-12-2-Yellow-Solid-CerroMax-SLiPWire-Copper-NM-B-Wire-147-1682K/202304588
Electrical Panel | structure | 200 amp, 30-space, 60-circuit | ea | 198 | 600 |  | https://www.homedepot.com/p/Square-D-Homeline-200-Amp-30-Space-60-Circuit-Indoor-Main-Breaker-Plug-On-Neutral-Load-Center-with-Cover-HOM3060M200PCVP-HOM3060M200PCVP/204836369
Electrical Panel | structure | 200 amp, 40-space, 80-circuit | ea | 298 | 600 |  | https://www.homedepot.com/p/Square-D-Homeline-200-Amp-40-Space-80-Circuit-Main-Breaker-Qwik-Grip-Plug-On-Neutral-Load-Center-w-Breakers-Cover-Value-Pack-HOM4080M200PQCVP/301278214
Electrical Panel | structure | 200 amp, 30-space, 60-circuit | ea | 285 | 600 |  | https://www.homedepot.com/p/Square-D-Homeline-200-Amp-30-Space-60-Circuit-Outdoor-Main-Breaker-Plug-On-Neutral-Load-Center-Value-Pack-HOM3060M200PRBVP/204836368
Windows | structure | 31.25x60.25 double hung | ea | 289 | 56 |  | https://www.homedepot.com/p/American-Craftsman-31-25-in-x-60-25-in-70-Pro-Series-Low-E-Argon-PS-Glass-Double-Hung-White-Vinyl-Replacement-Window-Screen-Incl-3261786NPS/206727612
Windows | structure | 29.375x56.5 double hung | ea | 579 | 56 |  | https://www.homedepot.com/p/JELD-WEN-29-375-in-x-56-5-in-W-2500-Series-Primed-Wood-Double-Hung-Window-w-Natural-Interior-and-Low-E-Glass-Z40050/202985808
Windows | structure | 37-5/8x56-7/8 double hung | ea | 878 | 56 |  | https://www.homedepot.com/p/Andersen-37-5-8-in-x-56-7-8-in-400-Series-White-Clad-Wood-Tilt-Wash-Double-Hung-Window-with-Low-E-Glass-White-Int-and-Hardware-9142360/206922015
Ceiling Paint | structure | latex interior paint + primer | ft2 | 0.076 | 0.48 | $152 for 5 gallons, 1 gallon can cover 400 ft2 | https://www.lowes.com/pd/Valspar-Ultra-White-Base-A-Satin-Tintable-Interior-Paint-Actual-Net-Contents-620-fl-oz/1000404619
Ceiling | structure | Gypsum Wallboard Regular (1/2") | ft2 | 0.366875 | 1.18 | 11.74 | https://www.homedepot.com/p/Gold-Bond-High-Strength-LITE-Gypsum-Board-1-2-in-x-4-ft-x-8-ft-50000103/202809177
Ceiling | structure | Gypsum Wallboard Regular (1/2") | ft2 | 0.514375 | 1.18 | 16.46 | https://www.homedepot.com/p/Gold-Bond-PURPLE-XP-1-2-in-x-4-ft-x-8-ft-Mold-Resistant-Moisture-Resistant-Drywall-Sheet-50001464/202090534
Ceiling | structure | Gypsum Wallboard Regular (1/2") | ft2 | 0.3953125 | 1.18 | 12.65 | https://www.homedepot.com/p/Gold-Bond-Kal-Kore-Lite-1-2-in-x-4-ft-x-8-ft-Plaster-Base-Drywall-Sheet-50000840/205912175
Ceiling | structure | Gypsum Wallboard Type X (5/8") | ft2 | 0.40375 | 1.18 | 12.92 | https://www.homedepot.com/p/USG-Sheetrock-Brand-5-8-in-x-4-ft-x-8-ft-Firecode-X-Drywall-14211011308/100321591
Ceiling | structure | Gypsum Wallboard Type X (5/8") | ft2 | 0.40375 | 1.18 | 12.92 | https://www.homedepot.com/p/American-Gypsum-5-8-in-x-4-ft-x-8-ft-Regular-Gypsum-Board-419109/325371299
Ceiling Insulation | structure | Generic Blown Cellulose R-30 | ft2 | 0.53 | 0.43 | 37 bags needed for 1000 ft2., 1 bag is $14.42 at Home Depot. | (https://www.homedepot.com/p/Greenfiber-25-lbs-Cellulose-Blown-In-Insulation-or-Spray-Applied-Insulation-INSSANC/311574454) (https://images.thdstatic.com/catalog/pdfImages/e5/e52cd6ab-b01b-4e9b-a2db-1aef7feb9b8e.pdf)
Ceiling Insulation | structure | Generic Blown Cellulose R-38 | ft2 | 0.74 | 0.62 | 51 bags needed for 1000 ft2., 1 bag is $14.42 at Home Depot. | (https://www.homedepot.com/p/Greenfiber-25-lbs-Cellulose-Blown-In-Insulation-or-Spray-Applied-Insulation-INSSANC/311574454) (https://images.thdstatic.com/catalog/pdfImages/e5/e52cd6ab-b01b-4e9b-a2db-1aef7feb9b8e.pdf)
Ceiling Insulation | structure | Generic Blown Cellulose R-49 | ft2 | 1.02 | 0.7 | 71 bags needed for 1000 ft2., 1 bag is $14.42 at Home Depot. | (https://www.homedepot.com/p/Greenfiber-25-lbs-Cellulose-Blown-In-Insulation-or-Spray-Applied-Insulation-INSSANC/311574454) (https://images.thdstatic.com/catalog/pdfImages/e5/e52cd6ab-b01b-4e9b-a2db-1aef7feb9b8e.pdf)
Ceiling Insulation | structure | Generic Blown Cellulose R-60 | ft2 | 1.31 | 0.8 | 91 bags needed for 1000 ft2., 1 bag is $14.42 at Home Depot. | (https://www.homedepot.com/p/Greenfiber-25-lbs-Cellulose-Blown-In-Insulation-or-Spray-Applied-Insulation-INSSANC/311574454) (https://images.thdstatic.com/catalog/pdfImages/e5/e52cd6ab-b01b-4e9b-a2db-1aef7feb9b8e.pdf)
Ceiling Insulation | structure | Generic Blown Cellulose R-30 | ft2 | 0.85 | 0.43 | 34 bags needed for 1000 ft2., 36 bags is $899 at Home Depot. | (https://www.homedepot.com/p/TAP-Pest-Control-Insulation-TAP-EPA-Registered-Pest-Control-Cellulose-Blown-In-Insulation-30-lbs-36-Bags-INSTAPLD/305501160) (https://images.thdstatic.com/catalog/pdfImages/f1/f1f43399-a141-45b9-aeda-58bc343fc852.pdf)
Ceiling Insulation | structure | Generic Blown Cellulose R-38 | ft2 | 1.1 | 0.62 | 44 bags needed for 1000 ft2., 36 bags is $899 at Home Depot. | (https://www.homedepot.com/p/TAP-Pest-Control-Insulation-TAP-EPA-Registered-Pest-Control-Cellulose-Blown-In-Insulation-30-lbs-36-Bags-INSTAPLD/305501160) (https://images.thdstatic.com/catalog/pdfImages/f1/f1f43399-a141-45b9-aeda-58bc343fc852.pdf)
Ceiling Insulation | structure | Generic Blown Cellulose R-49 | ft2 | 1.42 | 0.7 | 57 bags needed for 1000 ft2., 36 bags is $899 at Home Depot. | (https://www.homedepot.com/p/TAP-Pest-Control-Insulation-TAP-EPA-Registered-Pest-Control-Cellulose-Blown-In-Insulation-30-lbs-36-Bags-INSTAPLD/305501160) (https://images.thdstatic.com/catalog/pdfImages/f1/f1f43399-a141-45b9-aeda-58bc343fc852.pdf)
Ceiling Insulation | structure | Generic Blown Cellulose R-60 | ft2 | 1.75 | 0.8 | 70 bags needed for 1000 ft2., 36 bags is $899 at Home Depot. | (https://www.homedepot.com/p/TAP-Pest-Control-Insulation-TAP-EPA-Registered-Pest-Control-Cellulose-Blown-In-Insulation-30-lbs-36-Bags-INSTAPLD/305501160) (https://images.thdstatic.com/catalog/pdfImages/f1/f1f43399-a141-45b9-aeda-58bc343fc852.pdf)
Ceiling Insulation | structure | Generic Fiberglass Batt R-30 | ft2 | 1.47 | 0.33 | $86 per bag, covers 58.67 ft2 | (https://www.homedepot.com/p/Owens-Corning-R-30-Faced-Fiberglass-Insulation-Batt-16-in-x-48-in-1-Bag-ME24/100320328)
Ceiling Insulation | structure | Generic Fiberglass Batt R-30 | ft2 | 1.25 | 0.33 | $879.28 per pallet, covers 704 ft2 | (https://www.homedepot.com/p/Knauf-Insulation-R-30-EcoBatt-Kraft-Faced-Fiberglass-Insulation-Batt-10-in-x-24-in-x-48-in-8-Bags-690987/313646736)
Ceiling Insulation | structure | Generic Fiberglass Batt R-38 | ft2 | 1.65 | 0.33 | $1162 per pallet, covers 704 ft2 | (https://www.homedepot.com/p/Knauf-Insulation-R-38-EcoBatt-Kraft-Faced-Fiberglass-Insulation-Batt-12-in-x-16-in-x-48-in-12-Bags-690988/313646737)
Ceiling Insulation | structure | Generic Fiberglass Batt R-38 | ft2 | 1.6 | 0.33 | $574.74 per pallet, covers 341.36 ft2 | https://www.homedepot.com/p/Owens-Corning-R-38-Kraft-Faced-Fiberglass-Insulation-Batt-16-in-x-48-in-8-Bags-ME25/315273898
Ceiling Insulation | structure | Generic Fiberglass Batt R-49 | ft2 | 2.37 | 0.33 | $909.29 per pallet, covers 384 ft2 | https://www.homedepot.com/p/Knauf-Insulation-R-49-EcoBatt-Unfaced-Fiberglass-Insulation-Batt-13-3-4-in-x-24-in-x-48-in-8-Bags-691004/313646777
Ceiling Insulation | structure | Generic Fiberglass Batt R-60 | ft2 | 2.94 | 0.33 | $86 per bag, covers 58.67 ft2 (double layer to get to r60) | (https://www.homedepot.com/p/Owens-Corning-R-30-Faced-Fiberglass-Insulation-Batt-16-in-x-48-in-1-Bag-ME24/100320328)
Ceiling Insulation | structure | Generic Fiberglass Batt R-60 | ft2 | 2.5 | 0.33 | $879.28 per pallet, covers 704 ft2 (double layer to get to r60) | (https://www.homedepot.com/p/Knauf-Insulation-R-30-EcoBatt-Kraft-Faced-Fiberglass-Insulation-Batt-10-in-x-24-in-x-48-in-8-Bags-690987/313646736)
Ceiling Insulation | structure | Generic Blown Fiberglass R-30 | ft2 | 0.94 | 0.79 | $64.20/bag. 1 bag covers 68.5ft2 @ R30 | https://www.homedepot.com/p/Owens-Corning-R-19-R-60-AttiCat-PINK-Fiberglass-Blown-in-Insulation-27-5-lb-1-Bag-L38A/100541755
Ceiling Insulation | structure | Generic Blown Fiberglass R-38 | ft2 | 1.17 | 0.97 | $64.20/bag. 1 bag covers 54.75ft2 @ R38 | https://www.homedepot.com/p/Owens-Corning-R-19-R-60-AttiCat-PINK-Fiberglass-Blown-in-Insulation-27-5-lb-1-Bag-L38A/100541755
Ceiling Insulation | structure | Generic Blown Fiberglass R-49 | ft2 | 1.62 | 1.21 | $64.20/bag. 1 bag covers 39.5ft2 @ R49 | https://www.homedepot.com/p/Owens-Corning-R-19-R-60-AttiCat-PINK-Fiberglass-Blown-in-Insulation-27-5-lb-1-Bag-L38A/100541755
Ceiling Insulation | structure | Generic Blown Fiberglass R-60 | ft2 | 1.87 | 1.58 | $64.20/bag. 1 bag covers 34.3ft2 @ R60 | https://www.homedepot.com/p/Owens-Corning-R-19-R-60-AttiCat-PINK-Fiberglass-Blown-in-Insulation-27-5-lb-1-Bag-L38A/100541755
Ceiling Insulation | structure | Average Blown Mineral Wool R-30 | ft2 | 1.34 | 0.43 | $25/bag, 18.68 ft2 per bag at r30 | (https://www.menards.com/main/b-1618255.htm?tid=1933377313178910852&ipos=9) (https://dcpd6wotaa0mb.cloudfront.net/mdms/dms/EIS/10021306/10021306-Thermafiber-INSUL-FILL-Blown-In-Attic-Insulation-Data-Sheet.pdf.pdf?v=1630913714000)
Ceiling Insulation | structure | Average Blown Mineral Wool R-38 | ft2 | 1.69 | 0.62 | $25/bag, 14.75 ft2 per bag at r38 | (https://www.menards.com/main/b-1618255.htm?tid=1933377313178910852&ipos=9) (https://dcpd6wotaa0mb.cloudfront.net/mdms/dms/EIS/10021306/10021306-Thermafiber-INSUL-FILL-Blown-In-Attic-Insulation-Data-Sheet.pdf.pdf?v=1630913714000)
Ceiling Insulation | structure | Average Blown Mineral Wool R-49 | ft2 | 2.19 | 0.7 | $25/bag, 11.44 ft2 per bag at r49 | (https://www.menards.com/main/b-1618255.htm?tid=1933377313178910852&ipos=9) (https://dcpd6wotaa0mb.cloudfront.net/mdms/dms/EIS/10021306/10021306-Thermafiber-INSUL-FILL-Blown-In-Attic-Insulation-Data-Sheet.pdf.pdf?v=1630913714000)
Ceiling Insulation | structure | Average Blown Mineral Wool R-60 | ft2 | 2.68 | 0.8 | $25/bag, 9.34 ft2 per bag at r60 | (https://www.menards.com/main/b-1618255.htm?tid=1933377313178910852&ipos=9) (https://dcpd6wotaa0mb.cloudfront.net/mdms/dms/EIS/10021306/10021306-Thermafiber-INSUL-FILL-Blown-In-Attic-Insulation-Data-Sheet.pdf.pdf?v=1630913714000)
Roof Cover Underlayment | structure | 1 layer felt underlay | ft2 | 0.08 | 0.06 | 432 | 35 | $35 per roll, 432sqft. Per roll. | https://www.homedepot.com/p/Tarah-Asphalt-Products-39-37-in-x-432-sq-ft-Roll-Saturated-Felt-Underlayment-15-TARAH-ASTM-4869-TYPE-I/202564192
Roof Cover Underlayment | structure | 1 layer felt underlay | ft2 | 0.08 | 0.06 | 432 | 35 | $35 per roll, 432sqft. Per roll. | https://www.homedepot.com/p/36-in-x-144-ft-432-sq-ft-Felt-Roof-Underlayment-AP-0042/318297776
Roof Cover Underlayment | structure | 1 layer felt underlay | ft2 | 0.08 | 0.06 | 432 | 35 | $35 per roll, 432sqft. Per roll. | https://www.homedepot.com/p/GAP-Roofing-15-Roofing-Felt-258830/100047626
Roof Cover Underlayment | structure | 2 layer felt underlay | ft2 | 0.16 | 0.06 | 216 | 35 | $35 per roll, 216sqft. Per roll. | https://www.homedepot.com/p/Tamko-216-sq-ft-30-Felt-TFLT30/205156264
Roof Cover Underlayment | structure | 2 layer felt underlay | ft2 | 0.16 | 0.06 | 216 | 35 | $35 per roll, 216sqft. Per roll. | https://www.homedepot.com/p/GAP-Roofing-30-lb-Roofing-Felt-258881/100048839
Roof Cover Underlayment | structure | 2 layer felt underlay | ft2 | 0.16 | 0.06 | 216 | 35 | $35 per roll, 216sqft. Per roll. | https://www.homedepot.com/p/Warrior-Roofing-30-216-sq-ft-Felt-Roof-Deck-Protection-D414-0/100086691
Roof Cover Underlayment | structure | fiberglass-felt underlay | ft2 | 0.25 | 0.06 | 432 | 106 | $106 per roll, 432sqft. Per roll. | https://www.homedepot.com/p/GAF-Shingle-Mate-432-sq-ft-Fiberglass-Reinforced-Roofing-Underlayment-Roll-0902000/100082965
Roof Cover Underlayment | structure | fiberglass-felt underlay | ft2 | 0.24 | 0.06 | 432 | 103 | $103 per roll, 432sqft. Per roll. | https://www.lowes.com/pd/GAF-Shingle-Mate-36-in-x-144-ft-400-sq-ft-Felt-Roof-Underlayment/50353104
Roof Cover Underlayment | structure | synthetic underlay | ft2 | 0.06 | 0.18 | 1000 | 60 | $60 per roll, 1000sqft. Per roll. | https://www.homedepot.com/p/Everbilt-4-ft-x-250-ft-Synthetic-Roofing-Underlayment-Contractor-Grade-EBSRU04250CON/321946299
Roof Cover Underlayment | structure | synthetic underlay | ft2 | 0.07 | 0.18 | 1000 | 70 | $70 per roll, 1000sqft. Per roll. | https://www.homedepot.com/p/Grip-Rite-48-in-x-250-ft-1000-sq-ft-Synthetic-Roofing-Underlayment-SLG4250LWE/310301708
Roof Cover Underlayment | structure | synthetic underlay | ft2 | 0.10 | 0.18 | 1000 | 100 | $100 per roll, 1000sqft. Per roll. | https://www.homedepot.com/p/GAF-FeltBuster-1000-sq-ft-Synthetic-Roofing-Underlayment-Roll-0973/205035868
Roof Cover | structure | Asphalt Shingles | ft2 | 1.15 | 0.56 | 33.33 | 38.22 | $38.22 per bundle, 33.33sqft. Per bundle. | https://www.homedepot.com/p/GAF-Timberline-Natural-Shadow-Charcoal-Algae-Resistant-Architectural-Shingles-33-33-sq-ft-per-Bundle-21-Pieces-0601180/100658149
Roof Cover | structure | Asphalt Shingles | ft2 | 1.07 | 0.56 | 33.33 | 35.52 | $35.52 per bundle, 33.33sqft. Per bundle. | https://www.homedepot.com/p/GAF-Royal-Sovereign-Charcoal-Algae-Resistant-3-Tab-Roofing-Shingles-33-33-sq-ft-per-Bundle-26-Pieces-0201180/100040028
Roof Cover | structure | Asphalt Shingles | ft2 | 2.24 | 0.56 | 25 | 56 | $56 per bundle, 25sqft. Per bundle. | https://www.homedepot.com/p/GAF-Seal-A-Ridge-Charcoal-Hip-and-Ridge-Cap-Roofing-Shingles-25-lin-ft-per-Bundle-45-Pieces-0850180/206593176
Roof Cover | structure | Asphalt Shingles | ft2 | 1.21 | 0.56 | 33.33 | 40.47 | $40.47 per bundle, 33.33sqft. Per bundle. | https://www.homedepot.com/p/GAF-Timberline-HDZ-Charcoal-Algae-Resistant-Laminated-High-Definition-Shingles-33-33-sq-ft-per-Bundle-21-Pieces-0489180/309755006
Roof Cover | structure | Clay Tiles | ft2 | 8.35 | 2 | 100 | 835 | $835 per square, 100sqft.Persquare. | https://modernize.com/roof/types/clay
Roof Cover | structure | Clay Tiles | ft2 | 11.80 | 2 | 100 | 1180 | $1180 per square, 100sqft.Persquare. | https://modernize.com/roof/types/clay
Roof Cover | structure | Clay Tiles | ft2 | 15.25 | 2 | 100 | 1525 | $1525 per square, 100sqft.Persquare. | https://modernize.com/roof/types/clay
Roof Cover | structure | Metal Roofing | ft2 | 2.24 | 1.7 | 24 | 53.81 | $53.81 per sheet, 24sqft.Per sheet. | https://www.homedepot.com/p/8-ft-SM-Rib-Galvalume-Steel-29-Gauge-Roof-Siding-Panel-in-White-987609/314709078
Roof Cover | structure | Metal Roofing | ft2 | 1.80 | 1.7 | 48 | 86.49 | $86.49 per sheet, 48sqft.Per sheet. | https://www.homedepot.com/p/16-ft-SM-Rib-Galvalume-Steel-29-Gauge-Roof-Siding-Panel-in-White-987613/314709082
Roof Cover | structure | Metal Roofing | ft2 | 2.80 | 1.7 | 36 | 100.67 | $100.67 per sheet, 36sqft.Per sheet. | https://www.homedepot.com/p/12-ft-SM-Rib-Galvalume-Steel-29-Gauge-Roof-Siding-Panel-in-White-987611/314709075
Roof Cover | structure | Metal Roofing | ft2 | 2.18 | 1.7 | 42 | 91.4 | $91.4 per sheet, 42sqft.Per sheet. | https://www.homedepot.com/p/14-ft-SM-Rib-Galvalume-Steel-29-Gauge-Roof-Siding-Panel-in-Slate-987638/314709090
Roof Cover and underlayment combined | structure | Asphalt Shingles & 1 layer felt underlay | ft2 | 0 | 0
Roof Cover and underlayment combined | structure | Asphalt Shingles & 2 layers felt underlay | ft2 | 0 | 0
Roof Cover and underlayment combined | structure | Asphalt Shingles & fiberglass-felt underlay | ft2 | 0 | 0
Roof Cover and underlayment combined | structure | Asphalt Shingles & synthetic underlay | ft2 | 0 | 0
Roof Cover and underlayment combined | structure | Clay Tiles & 1 layer felt underlay | ft2 | 0 | 0
Roof Cover and underlayment combined | structure | Clay Tiles & 2 layers felt underlay | ft2 | 0 | 0
Roof Cover and underlayment combined | structure | Clay Tiles & fiberglass-felt underlay | ft2 | 0 | 0
Roof Cover and underlayment combined | structure | Clay Tiles & synthetic underlay | ft2 | 0 | 0
Roof Sheathing | structure | 3/8" OSB | ft2 | 0.860625 | 0.54 | $27.54 per sheet. 32ft2 per sheet. | https://www.homedepot.com/p/23-32-in-T-G-OSB-Subfloor-Common-23-32-in-x-4-ft-x-8-ft-Actual-0-703-in-x-47-875-in-x-95-875-in-920924/100054132
Roof Sheathing | structure | 3/8" OSB | ft2 | 0.984375 | 0.54 | $31.5 per sheet. 32ft2 per sheet. | https://www.homedepot.com/p/Georgia-Pacific-23-32-in-x-4-ft-x-8-ft-DryGuard-Oriented-Strand-Board-1366248/308986837
Roof Sheathing | structure | 3/8" OSB | ft2 | 1.291875 | 0.54 | $41.34 per sheet. 32ft2 per sheet. | https://www.homedepot.com/p/Legacy-LP-Premium-23-32-in-Application-as-4-ft-x-8-ft-Tongue-and-Groove-OSB-Sub-Floor-41499/304947013
Roof Sheathing | structure | 3/8" OSB | ft2 | 1.794375 | 0.54 | $57.42 per sheet. 32ft2 per sheet. | https://www.homedepot.com/p/Advantech-23-32-in-x-4-ft-x-8-ft-T-G-OSB-Underlayment-Panel-1012405/202084475
Roof Sheathing | structure | 3/8" Plywood | ft2 | 1.209375 | 0.54 | $38.7 per sheet. 32ft2 per sheet. | https://www.homedepot.com/p/23-32-in-x-4-ft-x-8-ft-RTD-Sheathing-Syp-129323/303564747
Roof Sheathing | structure | 3/8" Plywood | ft2 | 1.55875 | 0.54 | $49.88 per sheet. 32ft2 per sheet. | https://www.homedepot.com/p/23-32-in-x-4-ft-x-8-ft-Cabinet-Grade-Plywood-Panel-Actual-0-688-in-x-48-in-x-96-in-1077486/302610611
Roof Sheathing | structure | 3/8" Plywood | ft2 | 1.203125 | 0.54 | $38.5 per sheet. 32ft2 per sheet. | https://www.homedepot.com/p/23-32-in-x-4-ft-x-8-ft-Fir-Sheathing-Plywood-Actual-0-688-in-x-48-in-x-96-in-439614/100034683
Roof Sheathing | structure | 3/8" Plywood | ft2 | 1.603125 | 0.54 | $51.3 per sheet. 32ft2 per sheet. | https://www.homedepot.com/p/23-32-in-x-4-ft-x-8-ft-Southern-Pine-Tongue-and-Groove-Plywood-Sheathing-605189/100003769
Roof Sheathing | structure | 3/8" Plywood | ft2 | 1.65625 | 0.54 | $53 per sheet. 32ft2 per sheet. | https://www.homedepot.com/p/23-32in-x-4-ft-x-8-ft-T-G-Dryply-Plywood-Actual-0-703-in-x-48-in-x-96-in-673014/202522977
Roof Sheathing | structure | 3/8" Plywood | ft2 | 1.674375 | 0.54 | $53.58 per sheet. 32ft2 per sheet. | https://www.homedepot.com/p/23-32-in-x-4-ft-x-8-ft-BC-Sanded-Pine-Plywood-201428/100061386
Facade | structure | Generic Brick & Mortar | ft2 | 3 | 8.9 |  | https://www.angi.com/articles/how-much-does-brick-veneer-cost.htm
Facade | structure | Generic Brick & Mortar | ft2 | 5 | 8.9 |  | https://www.angi.com/articles/how-much-does-brick-veneer-cost.htm
Facade | structure | Generic Brick & Mortar | ft2 | 10 | 8.9 |  | https://www.angi.com/articles/how-much-does-brick-veneer-cost.htm
Facade | structure | Generic Aluminum Siding | ft2 | 1.89 | 1.7 | $189 and 100ft2 per roll | https://www.homedepot.com/p/Spectra-Metals-24-in-x-50-ft-Bright-White-Aluminum-Trim-Coil-280WHITEHD/203250525
Facade | structure | Generic Aluminum Siding | ft2 | 1.59 | 1.7 | $159 and 100ft2 per roll | https://www.homedepot.com/p/Spectra-Metals-24-in-x-50-ft-Bright-White-Aluminum-Trim-Coil-RTC24W187-W187/205009270
Facade | structure | Generic Aluminum Siding | ft2 | 2.02 | 1.7 | $118 and 58.33ft2 per roll | https://www.homedepot.com/p/Amerimax-Home-Products-14-in-x-50-ft-Brown-over-White-Aluminum-Trim-Coil-69114/100064069
Facade | structure | Average Vinyl Siding | ft2 | 0.896 | 1.7 | $179.1/carton, 200ft2 | https://www.homedepot.com/p/Ply-Gem-Transformations-Double-4-in-x-150-in-White-Lap-Vinyl-Siding-PC4004H/301837334
Facade | structure | Average Vinyl Siding | ft2 | 5.92 | 1.7 | $148/case, 25sqft | https://www.homedepot.com/p/Novik-Stone-DS-13-13-in-x-41-5-in-Dry-Stack-Stone-in-Flint-25-18-sq-ft-per-Box-Vinyl-Siding-100540010/308658067
Facade | structure | Average Vinyl Siding | ft2 | 0.896 | 1.7 | $179.1/carton, 200ft2 | https://www.homedepot.com/p/Ply-Gem-Transformations-Double-4-in-x-150-in-Khaki-Lap-Vinyl-Siding-PC40N4H/301738301
Facade | structure | Average Insulated Vinyl Siding | ft2 | 2 | 1.7 |  | https://www.sidingcost.org/vinyl-siding-cost/
Facade | structure | Average Insulated Vinyl Siding | ft2 | 4.5 | 1.7 |  | https://www.sidingcost.org/vinyl-siding-cost/
Facade | structure | Average Insulated Vinyl Siding | ft2 | 7 | 1.7 |  | https://www.sidingcost.org/vinyl-siding-cost/
Facade | structure | Generic Cedar Siding | ft2 | 4.28 | 1.53 | $107 per 25sqft bundle | https://www.homedepot.com/p/5-in-x-16-in-Eastern-White-Cedar-Kiln-Dried-Wall-Grade-Architectural-Shingles-63903747/313276864
Facade | structure | Generic Cedar Siding | ft2 | 3.16 | 1.53 | $79 per 25sqft bundle | https://www.homedepot.com/p/16-in-Natural-Eastern-White-Cedar-Wood-Grade-C-2nd-Clear-Architectural-Shingles-25-sq-ft-per-Bundle-234075/202052446
Facade | structure | Generic Cedar Siding | ft2 | 9.72 | 1.53 | $175 per 18 sqft bundle | https://www.homedepot.com/p/Ejoy-106-in-x-6-in-x-0-7-in-Solid-Wood-Wall-Cladding-Siding-Board-in-Unpolished-Natural-Color-Set-of-4-Piece-CladdingPanel-LWC-0000/327023775
Facade | structure | Generic Stucco Traditional (Residential) | ft2 | 0.55 | 0.3 |  | https://www.angi.com/articles/how-much-does-it-cost-install-stucco-siding.htm
Facade | structure | Generic Stucco Traditional (Residential) | ft2 | 0.565 | 0.3 |  | https://www.angi.com/articles/how-much-does-it-cost-install-stucco-siding.htm
Facade | structure | Generic Stucco Traditional (Residential) | ft2 | 0.58 | 0.3 |  | https://www.angi.com/articles/how-much-does-it-cost-install-stucco-siding.htm
Facade | structure | Average Polypropylene Siding | ft2 | 4.092546584 | 1.7 | $131.78 per 32.2sqft case | https://www.homedepot.com/p/NovikShake-10-in-x-32-in-HR-Half-Round-Polymer-Siding-in-White-22-Panels-Per-Box-32-2-sq-ft-100030001/320688708
Facade | structure | Average Polypropylene Siding | ft2 | 3.928571429 | 1.7 | $126.5 per 32.2sqft case | https://www.homedepot.com/p/NovikShake-HR-Half-Round-10-in-x-32-in-Polymer-Siding-in-Coventry-Gray-22-Panels-Per-Box-32-2-sq-ft-100030147/320688690
Facade | structure | Average Polypropylene Siding | ft2 | 3.821721311 | 1.7 | $186.5 per 48.8sqft case | https://www.homedepot.com/p/NovikShake-14-5-in-x-48-75-in-RS-RoughSawn-Shake-Polymer-Siding-in-Windsor-Blue-12-Panels-Per-Box-48-8-sq-ft-100060127/320688778
Facade | structure | EIFS Cladding | ft2 | 0.86 | 5 |  | https://www.wconline.com/articles/91301-a-cladding-conundrum-eifs-versus-brick
Exterior Wall Sheathing | structure | 3/8" OSB | ft2 | 0.860625 | 0.68 | $27.54 per sheet. 32ft2 per sheet. | https://www.homedepot.com/p/23-32-in-T-G-OSB-Subfloor-Common-23-32-in-x-4-ft-x-8-ft-Actual-0-703-in-x-47-875-in-x-95-875-in-920924/100054132
Exterior Wall Sheathing | structure | 3/8" OSB | ft2 | 0.984375 | 0.68 | $31.5 per sheet. 32ft2 per sheet. | https://www.homedepot.com/p/Georgia-Pacific-23-32-in-x-4-ft-x-8-ft-DryGuard-Oriented-Strand-Board-1366248/308986837
Exterior Wall Sheathing | structure | 3/8" OSB | ft2 | 1.291875 | 0.68 | $41.34 per sheet. 32ft2 per sheet. | https://www.homedepot.com/p/Legacy-LP-Premium-23-32-in-Application-as-4-ft-x-8-ft-Tongue-and-Groove-OSB-Sub-Floor-41499/304947013
Exterior Wall Sheathing | structure | 3/8" OSB | ft2 | 1.794375 | 0.68 | $57.42 per sheet. 32ft2 per sheet. | https://www.homedepot.com/p/Advantech-23-32-in-x-4-ft-x-8-ft-T-G-OSB-Underlayment-Panel-1012405/202084475
Exterior Wall Sheathing | structure | 3/8" Plywood | ft2 | 1.209375 | 0.68 | $38.7 per sheet. 32ft2 per sheet. | https://www.homedepot.com/p/23-32-in-x-4-ft-x-8-ft-RTD-Sheathing-Syp-129323/303564747
Exterior Wall Sheathing | structure | 3/8" Plywood | ft2 | 1.55875 | 0.68 | $49.88 per sheet. 32ft2 per sheet. | https://www.homedepot.com/p/23-32-in-x-4-ft-x-8-ft-Cabinet-Grade-Plywood-Panel-Actual-0-688-in-x-48-in-x-96-in-1077486/302610611
Exterior Wall Sheathing | structure | 3/8" Plywood | ft2 | 1.203125 | 0.68 | $38.5 per sheet. 32ft2 per sheet. | https://www.homedepot.com/p/23-32-in-x-4-ft-x-8-ft-Fir-Sheathing-Plywood-Actual-0-688-in-x-48-in-x-96-in-439614/100034683
Exterior Wall Sheathing | structure | 3/8" Plywood | ft2 | 1.603125 | 0.68 | $51.3 per sheet. 32ft2 per sheet. | https://www.homedepot.com/p/23-32-in-x-4-ft-x-8-ft-Southern-Pine-Tongue-and-Groove-Plywood-Sheathing-605189/100003769
Exterior Wall Sheathing | structure | 3/8" Plywood | ft2 | 1.65625 | 0.68 | $53 per sheet. 32ft2 per sheet. | https://www.homedepot.com/p/23-32in-x-4-ft-x-8-ft-T-G-Dryply-Plywood-Actual-0-703-in-x-48-in-x-96-in-673014/202522977
Exterior Wall Sheathing | structure | 3/8" Plywood | ft2 | 1.674375 | 0.68 | $53.58 per sheet. 32ft2 per sheet. | https://www.homedepot.com/p/23-32-in-x-4-ft-x-8-ft-BC-Sanded-Pine-Plywood-201428/100061386
Bookcase | contents
Books | contents
Entertainment Center | contents
Couch/Sofa | contents
Coffee Table/End Table | contents
Lamps | contents
Blinds | contents
Curtains/Drapes | contents
A/V equipment | contents
Television | contents
Dinner Table | contents
Dinner Chair | contents
China Cabinet/Buffet | contents
Small Kitchen Appliances | contents
Bed Frame | contents
Box Spring and Mattress | contents
Bedding | contents
Chest of Drawers/Dresser | contents
Night stand | contents
Bedroom Television | contents
Desk | contents
Computer | contents
Clothing | contents
Towels/Linens | contents

## RS Means Cost Data
component | type | functional_unit
Underfloor Insulation | structure | ft2
Underfloor Ductwork | structure | ft
Heating/Cooling Unit or HVAC | structure | ea
Wood Subfloor | structure | ft2
Finished Floor Underlayment | structure | ft2
Finished Floor | structure | ft2
Bottom Cabinets | structure | ea
Top Cabinets | structure | ea
Bathroom Bottom Cabinets | structure | ea
Bathroom Top Cabinets | structure | ea
Counter Tops | structure | ea
Water Heater | structure | ea
Wall Paint - Interior | structure | ft2
Wall Paint - Exterior | structure | ft2
Exterior Doors | structure | ea
Interior Doors | structure | ea
Sheetrock/drywall | structure | ft2
Wall Insulation | structure | ft2
Baseboard | structure | ft
Refrigerator | structure | ea
Dishwasher | structure | ea
Microwave | structure | ea
Clothes Washer | structure | ea
Clothes Dryer | structure | ea
Oven/stove | structure | ea
Range hood | structure | ea
Bottom Outlets | structure | ea
Top Outlets | structure | ea
Light Switches | structure | ea
Wiring | structure | 4m
Bottom Outlet Wiring | structure | ft
Top Outlet Wiring | structure | ft
Light Switch Wiring | structure | ft
Electrical Panel | structure | ea
Windows | structure | ea
Ceiling Paint | structure | ft2
Ceiling | structure | ft2
Ceiling Insulation | structure | ft2
Roof Cover Underlayment | structure | ft2
Roof Cover | structure | ft2
Roof Cover and underlayment combined | structure | ft2
Roof Sheathing | structure | ft2
Facade | structure | ft2
Exterior Wall Sheathing | structure | ft2
Bookcase | contents | ea
Books | contents | ea
Entertainment Center | contents | ea
Couch/Sofa | contents | ea
Coffee Table/End Table | contents | ea
Lamps | contents | ea
Blinds | contents | ea
Curtains/Drapes | contents | ea
A/V equipment | contents | ea
Television | contents | ea
Dinner Table | contents | ea
Dinner Chair | contents | ea
China Cabinet/Buffet | contents | ea
Small Kitchen Appliances | contents | ea
Bed Frame | contents | ea
Box Spring and Mattress | contents | ea
Bedding | contents | ea
Chest of Drawers/Dresser | contents | ea
Night stand | contents | ea
Bedroom Television | contents | ea
Desk | contents | ea
Computer | contents | ea
Clothing | contents | ea
Towels/Linens | contents | ea

## LCA Data Source Priority
source | priority
BEES 2.1 | 1
EcoInvent | 2
Other | 3

## floor_plans
plan_id | sqft | num_floors | floor_area1 | floor_area2 | ceiling_height1 | ceiling_height2 | n_bed1 | n_bed2 | n_bath1 | n_bath2 | n_window1 | n_window2 | n_int_door1 | n_ext_door1 | n_int_door2 | n_ext_door2 | ext_wall_len1 | int_wall_len1 | ext_wall_len2 | int_wall_len2 | roof_height | roof_pitch | roof_length | ridge_height
5141MM | 600 | 1 | 600 | 0 | 8 | 0 | 2 | 0 | 1 | 0 | 5 | 0 | 8 | 3 | 0 | 0 | 105 | 212 | 0 | 0 | 8 | 0.5 | 30 | 19
51020MM | 950 | 1 | 950 | 0 | 8 | 0 | 2 | 0 | 1 | 0 | 7 | 0 | 9 | 3 | 0 | 0 | 136 | 272 | 0 | 0 | 8 | 0.5 | 33 | 21.5
11722HZ | 850 | 1 | 850 | 0 | 8 | 0 | 2 | 0 | 1 | 0 | 8 | 0 | 10 | 2 | 0 | 0 | 126 | 277 | 0 | 0 | 8 | 0.5 | 32 | 17.5
5153MM | 800 | 1 | 800 | 0 | 8 | 0 | 2 | 0 | 1 | 0 | 6 | 0 | 7 | 4 | 0 | 0 | 120 | 244 | 0 | 0 | 8 | 0.5 | 30 | 21.5
11724HZ | 900 | 1 | 900 | 0 | 9 | 0 | 2 | 0 | 2 | 0 | 9 | 4 | 10 | 4 | 0 | 0 | 150 | 363 | 0 | 0 | 9 | 0.5 | 35 | 24.5
11725HZ | 900 | 1 | 900 | 0 | 9 | 0 | 2 | 0 | 2 | 0 | 9 | 4 | 10 | 4 | 0 | 0 | 120 | 323 | 0 | 0 | 9 | 0.5 | 30 | 24.5
11723HZ | 900 | 1 | 900 | 0 | 8 | 0 | 2 | 0 | 1 | 0 | 6 | 0 | 11 | 4 | 0 | 0 | 120 | 330 | 0 | 0 | 8 | 0.5 | 30 | 17.5
5154MM | 1000 | 1 | 1000 | 0 | 9 | 0 | 2 | 0 | 2 | 0 | 12 | 0 | 10 | 3 | 0 | 0 | 136 | 342 | 0 | 0 | 9 | 0.5 | 32 | 18
5155MM | 1001 | 1 | 1001 | 0 | 9 | 0 | 2 | 0 | 2 | 0 | 12 | 0 | 11 | 4 | 0 | 0 | 164 | 408 | 0 | 0 | 9 | 0.5 | 44 | 18
51181MM | 1233 | 1 | 1016 | 217 | 8 | 4 | 2 | 0 | 1 | 0 | 9 | 5 | 7 | 3 | 2 | 0 | 120 | 246 | 0 | 43 | 8 | 0.5 | 32 | 21.5
51011MM | 1100 | 1 | 1100 | 0 | 9 | 0 | 2 | 0 | 2 | 0 | 13 | 0 | 9 | 3 | 0 | 0 | 142 | 348 | 0 | 0 | 9 | 0.66667 | 33 | 21.8
11717HZ | 1200 | 1 | 1200 | 0 | 9 | 0 | 3 | 0 | 2 | 0 | 7 | 0 | 14 | 4 | 0 | 0 | 160 | 417 | 0 | 0 | 9 | 0.583 | 40 | 20.2
11738HZ | 1200 | 1 | 1200 | 0 | 8.5 | 0 | 3 | 0 | 2 | 0 | 6 | 0 | 15 | 3 | 0 | 0 | 168 | 442 | 0 | 0 | 8.5 | 0.66667 | 54 | 17.2
51115MM | 1200 | 1 | 1200 | 0 | 8 | 0 | 3 | 0 | 2 | 0 | 8 | 0 | 11 | 4 | 0 | 0 | 186 | 409 | 0 | 0 | 8 | 0.5 | 60 | 15.3
51149MM | 1216 | 1 | 1216 | 0 | 8 | 0 | 3 | 0 | 2 | 0 | 8 | 0 | 11 | 4 | 0 | 0 | 194 | 441 | 0 | 0 | 8 | 0.5 | 62 | 15.3
51790HZ | 1232 | 1 | 1232 | 0 | 8 | 0 | 3 | 0 | 2 | 0 | 10 | 0 | 13 | 3 | 0 | 0 | 200 | 420 | 0 | 0 | 8 | 0.583 | 60 | 18
5167MM | 1250 | 1 | 1250 | 0 | 9 | 0 | 3 | 0 | 2 | 0 | 16 | 0 | 11 | 4 | 0 | 0 | 222 | 460 | 0 | 0 | 9 | 0.833 | 64 | 23.6
11739HZ | 1250 | 1 | 1250 | 0 | 8 | 0 | 3 | 0 | 2 | 0 | 6 | 0 | 13 | 2 | 0 | 0 | 164 | 424 | 0 | 0 | 8 | 0.66667 | 55 | 17
5102MM | 1251 | 1 | 1251 | 0 | 9 | 0 | 3 | 0 | 1.5 | 0 | 13 | 0 | 12 | 3 | 0 | 0 | 180 | 374 | 0 | 0 | 9 | 0.83333 | 25 | 23
11740HZ | 1300 | 1 | 1300 | 0 | 10 | 0 | 3 | 0 | 2 | 0 | 15 | 0 | 10 | 2 | 0 | 0 | 161 | 441 | 0 | 0 | 10 | 0.66667 | 35 | 22
11757HZ | 1300 | 1 | 1300 | 0 | 8 | 0 | 3 | 0 | 2 | 0 | 8 | 0 | 14 | 2 | 0 | 0 | 162 | 595 | 0 | 0 | 8 | 0.58333 | 35 | 19.3333
51129MM | 1310 | 1 | 1310 | 0 | 8 | 0 | 3 | 0 | 2 | 0 | 8 | 0 | 14 | 2 | 0 | 0 | 210 | 455 | 0 | 0 | 8 | 0.58333 | 28 | 15.5
11718HZ | 1350 | 1 | 1350 | 0 | 9 | 0 | 3 | 0 | 2 | 0 | 6 | 0 | 14 | 4 | 0 | 0 | 185 | 521 | 0 | 0 | 9 | 0.58333 | 12 | 20.167
51113MM | 1354 | 1 | 1354 | 0 | 8 | 0 | 3 | 0 | 2 | 0 | 15 | 0 | 13 | 2 | 0 | 0 | 210 | 475 | 0 | 0 | 8 | 0.83333 | 54 | 22.5
11741HZ | 1375 | 1 | 1375 | 0 | 9 | 0 | 3 | 0 | 2 | 0 | 13 | 0 | 11 | 2 | 0 | 0 | 164 | 410 | 0 | 0 | 9 | 0.75 | 53 | 21.1667
51731HZ | 1381 | 1 | 1381 | 0 | 8 | 0 | 3 | 0 | 2 | 0 | 8 | 0 | 13 | 3 | 0 | 0 | 165 | 475 | 0 | 0 | 8 | 0.66667 | 45 | 19
51811HZ | 1398 | 1 | 1398 | 0 | 9 | 0 | 3 | 0 | 2 | 0 | 9 | 0 | 12 | 5 | 0 | 0 | 175 | 444 | 0 | 0 | 10 | 0.66667 | 52 | 19
5104MM | 1400 | 1 | 1400 | 0 | 9 | 0 | 3 | 0 | 2 | 0 | 7 | 0 | 12 | 3 | 0 | 0 | 174 | 530 | 0 | 0 | 10 | 0.75 | 51 | 20.75
11701HZ | 1400 | 1 | 1400 | 0 | 9 | 0 | 3 | 0 | 2 | 0 | 10 | 0 | 12 | 5 | 0 | 0 | 161 | 430 | 0 | 0 | 10 | 0.75 | 48 | 21.5
11736HZ | 1400 | 1 | 1400 | 0 | 8 | 0 | 3 | 0 | 2 | 0 | 8 | 0 | 13 | 4 | 0 | 0 | 175 | 503 | 0 | 0 | 8 | 0.66667 | 54 | 18
51786HZ | 1494 | 2 | 1086 | 408 | 10 | 8 | 1 | 0 | 1 | 0 | 19 | 5 | 5 | 5 | 1 | 1 | 126 | 267 | 144 | 68 | 11 | 1 | 35 | 19.333
51018MM | 1900 | 2 | 1368 | 532 | 9 | 8 | 1 | 2 | 1.5 | 1 | 13 | 2 | 6 | 2 | 9 | 0 | 180 | 554 | 140 | 316 | 19 | 0.83333 | 52 | 26
51789HZ | 1969 | 2 | 1247 | 722 | 10 | 8 | 1 | 2 | 1.5 | 1 | 17 | 9 | 8 | 5 | 6 | 0 | 186 | 373 | 185 | 327 | 20 | 1 | 41 | 26
51826HZ | 1521 | 1 | 1521 | 0 | 10 | 0 | 3 | 0 | 2 | 0 | 12 | 0 | 12 | 4 | 0 | 0 | 168 | 460 | 0 | 0 | 11 | 0.66667 | 41 | 24
51747HZ | 1657 | 1 | 1657 | 0 | 9 | 0 | 3 | 0 | 2 | 0 | 10 | 0 | 15 | 3 | 0 | 0 | 175 | 510 | 0 | 0 | 12 | 0.66667 | 45 | 22
51772HZ | 1988 | 1 | 1988 | 0 | 10 | 0 | 3 | 0 | 2 | 0 | 14 | 0 | 12 | 7 | 0 | 0 | 260 | 719 | 0 | 0 | 12 | 0.75 | 30 | 26
51761HZ | 1993 | 1 | 1993 | 0 | 10 | 0 | 3 | 0 | 2.5 | 0 | 22 | 0 | 15 | 6 | 0 | 0 | 266 | 1163 | 0 | 0 | 11 | 0.83333 | 34 | 24
51707HZ | 3891 | 2 | 3052 | 839 | 11 | 9 | 3 | 2 | 2.5 | 1 | 25 | 14 | 12 | 10 | 10 | 0 | 310 | 730 | 172 | 318 | 20 | 0.75 | 113 | 32
51762HZ | 2077 | 1 | 2077 | 0 | 10 | 0 | 3 | 0 | 2 | 0 | 12 | 0 | 14 | 8 | 0 | 0 | 256 | 614 | 0 | 0 | 11 | 0.75 | 30 | 27.1667
51748HZ | 2084 | 2 | 1331 | 753 | 9 | 8 | 1 | 2 | 1.5 | 1 | 11 | 5 | 8 | 3 | 7 | 0 | 152 | 348 | 140 | 264 | 18 | 0.83333 | 40 | 23.8333
51053MM | 2104 | 2 | 1424 | 680 | 9 | 8 | 1 | 2 | 1.5 | 1 | 11 | 5 | 10 | 2 | 8 | 0 | 152 | 548 | 132 | 302 | 18 | 0.66667 | 38.5 | 26.8333
51799HZ | 2165 | 1 | 2165 | 0 | 10 | 0 | 3 | 0 | 2 | 0 | 18 | 0 | 15 | 3 | 0 | 0 | 226 | 678 | 0 | 0 | 12 | 0.66667 | 35 | 20
51755HZ | 2073 | 1 | 2073 | 0 | 10 | 0 | 3 | 0 | 3 | 0 | 16 | 0 | 14 | 4 | 0 | 0 | 250 | 706 | 0 | 0 | 11 | 0.75 | 45 | 24.4167
51713HZ | 2172 | 2 | 1438 | 734 | 10 | 9 | 1 | 3 | 1.5 | 1 | 11 | 7 | 7 | 2 | 11 | 0 | 174 | 918 | 162 | 317 | 20 | 0.66667 | 24 | 31.4167
51715HZ | 2184 | 2 | 1438 | 746 | 10 | 9 | 1 | 3 | 1.5 | 1 | 11 | 7 | 7 | 2 | 11 | 0 | 174 | 918 | 170 | 345 | 20 | 0.75 | 24 | 31
11775HZ | 2185 | 2 | 1623 | 562 | 10 | 9 | 1 | 2 | 1.5 | 2 | 21 | 7 | 12 | 4 | 7 | 0 | 202 | 524 | 126 | 305 | 20 | 0.83333 | 33 | 26.8333
51796HZ | 2201 | 1 | 2201 | 0 | 10 | 0 | 3 | 0 | 2.5 | 0 | 16 | 0 | 15 | 4 | 0 | 0 | 200 | 680 | 0 | 0 | 11 | 0.66667 | 45 | 19
51758HZ | 2774 | 2 | 2282 | 492 | 10 | 9 | 3 | 0 | 2.5 | 1 | 16 | 2 | 16 | 8 | 3 | 0 | 260 | 700 | 100 | 172 | 20 | 1 | 70 | 25
51055MM | 2300 | 2 | 1424 | 876 | 9 | 8 | 1 | 3 | 1.5 | 1 | 13 | 10 | 10 | 3 | 9 | 0 | 154 | 542 | 145 | 372 | 19 | 0.66667 | 38.5 | 26
51766HZ | 2785 | 2 | 2304 | 481 | 10 | 9 | 3 | 0 | 2.5 | 1 | 17 | 2 | 16 | 9 | 4 | 0 | 256 | 725 | 100 | 175 | 20 | 0.75 | 32 | 28
Note on Y1: [Threaded comment] Your version of Excel allows you to read this threaded comment; however, any edits to it will get removed if the file is opened in a newer version of Excel. Learn more: https://go.microsoft.com/fwlink/?linkid=870924 Comment: Anything that has NA here didn’t have a ridge height on the plan
Note on X39: [Threaded comment] Your version of Excel allows you to read this threaded comment; however, any edits to it will get removed if the file is opened in a newer version of Excel. Learn more: https://go.microsoft.com/fwlink/?linkid=870924 Comment: This one has a lot of ridges Reply: Yeah, this style of roof is difficult, and I will have to note this as a limitation of this method. In this case I'll just assume the roof length equals the structure length, but I am not sure this would apply to other complicated roofs, so if you run into others like this please continue to note them. Thanks!
Note on S40: [Threaded comment] Your version of Excel allows you to read this threaded comment; however, any edits to it will get removed if the file is opened in a newer version of Excel. Learn more: https://go.microsoft.com/fwlink/?linkid=870924 Comment: 4 feet of brick wall, not sure if I should add that in here
Note on A45: [Threaded comment] Your version of Excel allows you to read this threaded comment; however, any edits to it will get removed if the file is opened in a newer version of Excel. Learn more: https://go.microsoft.com/fwlink/?linkid=870924 Comment: These two plans were almost identical, they just had different exterior features which increased the size of the second floor.